## NSLX120L
Name | Title | Type | Revision | Class | Lifecycle State | Scanned In | Checked Out? | Modified Date | Owner Name
PS4077,BZ,2,Process Specification for EO Sterilized Products at Isomedix | Process Specification for EO Sterilized Products at Isomedix | Process Specification (PS) | BZ | General Processing Document | In Review |  | NO | 12/08/2020 05:06:34:342 | WIP
SPE003186,L,11,Material Specification for ENSEAL 20 cm Shaft, Large Jaw | Material Specification for ENSEAL 20 cm Shaft, Large Jaw | Material Specification | L | Specification | Released |  | NO | 09/21/2020 17:42:26:154 | Release
SPE003186,K,9,Material Specification for ENSEAL 20 cm Shaft, Large Jaw | Material Specification for ENSEAL 20 cm Shaft, Large Jaw | Material Specification | K | Specification | Released |  | NO | 09/21/2020 17:42:17:357 | Release
PR000398,B,3,ETO Sterilization - Manufacturing Control Plan - Engineering View | ETO Sterilization - Manufacturing Control Plan - Engineering View | Manufacturing Process Control Plan | B | General Processing Document | In Review |  | NO | 09/21/2020 08:19:26:494 | WIP
TF-N000022,AD,1,Stanley | Stanley | EES LLC Technical File | AD | Technical File | Released |  | NO | 09/18/2020 18:10:25:708 | Release
TF-N000022,S,3,Stanley | Stanley | EES LLC Technical File | S | Technical File | Released |  | NO | 09/18/2020 18:10:14:004 | Release
TF-N000022,T,2,Stanley | Stanley | EES LLC Technical File | T | Technical File | Released |  | NO | 09/18/2020 18:10:12:488 | Release
TF-N000022,U,2,Stanley | Stanley | EES LLC Technical File | U | Technical File | Released |  | NO | 09/18/2020 18:10:11:207 | Release
TF-N000022,V,4,Stanley | Stanley | EES LLC Technical File | V | Technical File | Released |  | NO | 09/18/2020 18:10:10:238 | Release
TF-N000022,W,5,Stanley | Stanley | EES LLC Technical File | W | Technical File | Released |  | NO | 09/18/2020 18:10:09:145 | Release
TF-N000022,X,3,Stanley | Stanley | EES LLC Technical File | X | Technical File | Released |  | NO | 09/18/2020 18:10:07:973 | Release
TF-N000022,Y,3,Stanley | Stanley | EES LLC Technical File | Y | Technical File | Released |  | NO | 09/18/2020 18:10:07:238 | Release
TF-N000022,Z,1,Stanley | Stanley | EES LLC Technical File | Z | Technical File | Released |  | NO | 09/18/2020 18:10:06:707 | Release
TF-N000022,AA,1,Stanley | Stanley | EES LLC Technical File | AA | Technical File | Released |  | NO | 09/18/2020 18:10:06:301 | Release
TF-N000022,AB,1,Stanley | Stanley | EES LLC Technical File | AB | Technical File | Released |  | NO | 09/18/2020 18:10:05:801 | Release
TF-N000022,AC,2,Stanley | Stanley | EES LLC Technical File | AC | Technical File | Released |  | NO | 09/18/2020 18:10:05:145 | Release
CA069315,A,6,Brick/Floyd Reliability Tester | Brick/Floyd Reliability Tester | Equipment Requirements Review | A | Component Approval Document | Released |  | NO | 09/18/2020 17:45:21:441 | Release
RMD001676,A,2,Brick Line2, Jabil, PFMEA | Brick Line2, Jabil, PFMEA | Process FMEA (device)-Legacy | A | Risk Management Document | Working |  | NO | 09/18/2020 17:19:20:971 | WIP
CA069161,C,1,D39221P01 Return Contact-I-Sheet | D39221P01 Return Contact-I-Sheet | Inspection Sheet RMI | C | Component Approval Document | Released |  | NO | 09/18/2020 16:47:04:461 | Release
CA069161,A,3,D39221P01 Return Contact-I-Sheet | D39221P01 Return Contact-I-Sheet | Inspection Sheet RMI | A | Component Approval Document | Released |  | NO | 09/18/2020 16:47:03:758 | Release
CA069161,B,2,D39221P01 Return Contact-I-Sheet | D39221P01 Return Contact-I-Sheet | Inspection Sheet RMI | B | Component Approval Document | Released |  | NO | 09/18/2020 16:47:02:945 | Release
CA079149,A,11,Floyd Line 160 - OP60 Manual Station 4 | Floyd Line 160 - OP60 Manual Station 4 | Equipment Requirements Review | A | Component Approval Document | Released |  | NO | 09/18/2020 16:19:16:050 | Release
CA082347,A,1,D50829-TRR | D50829-TRR | Tooling Requirements Review (TRR) | A | Component Approval Document | Working |  | NO | 09/18/2020 14:58:39:713 | WIP
CA082353,A,1,D50830-ISheet | D50830-ISheet | Inspection Sheet RMI | A | Component Approval Document | Working |  | NO | 09/18/2020 14:58:39:619 | WIP
CA084089,A,3,Westrock Mebane Generic carton process control plan per SPCR CA082693 | Westrock Mebane Generic carton process control plan per SPCR CA082693 | Control Plan | A | Component Approval Document | Released |  | NO | 09/18/2020 14:54:06:035 | Release
CA082693,B,3,MPS, Manufacturing site transfer for secondary packaging cartons within MPS Mebane | MPS, Manufacturing site transfer for secondary packaging cartons within MPS Mebane | Supplier Process Change | B | Component Approval Document | Released |  | NO | 09/18/2020 14:54:05:942 | Release
CA082693,A,2,MPS, Manufacturing site transfer for secondary packaging cartons within MPS Mebane | MPS, Manufacturing site transfer for secondary packaging cartons within MPS Mebane | Supplier Process Change | A | Component Approval Document | Released |  | NO | 09/18/2020 14:54:05:864 | Release
CA084091,A,2,Westrock Mebane Generic carton PFMEA per SPCR CA082693 | Westrock Mebane Generic carton PFMEA per SPCR CA082693 | Supplier Process FMEA | A | Component Approval Document | Released |  | NO | 09/18/2020 14:54:05:629 | Release
CA083202,A,1,D51445G01_Upper_Jaw_Overmolded_I sheet | D51445G01_Upper_Jaw_Overmolded_I sheet | Inspection Sheet RMI | A | Component Approval Document | Working |  | NO | 09/18/2020 14:51:42:564 | WIP
CA083201,A,1,D51445G01_Upper_Jaw_Overmolded_CP | D51445G01_Upper_Jaw_Overmolded_CP | Control Plan | A | Component Approval Document | Working |  | NO | 09/18/2020 14:51:26:360 | WIP
CA083200,A,1,D51445G01_Upper_Jaw_Overmolded_PFMEA | D51445G01_Upper_Jaw_Overmolded_PFMEA | Supplier Process FMEA | A | Component Approval Document | Working |  | NO | 09/18/2020 14:51:07:297 | WIP
CA083199,A,1,D51445G01_Upper_Jaw_Overmolded_CS | D51445G01_Upper_Jaw_Overmolded_CS | Capability Study | A | Component Approval Document | Working |  | NO | 09/18/2020 14:50:41:765 | WIP
CA083198,A,1,D51445G01_Upper_Jaw_Overmolded_FAI | D51445G01_Upper_Jaw_Overmolded_FAI | First Article | A | Component Approval Document | Working |  | NO | 09/18/2020 14:50:33:515 | WIP
CA083195,A,1,D51444G01_Lower_Jaw_Overmolded_ISheet | D51444G01_Lower_Jaw_Overmolded_ISheet | Inspection Sheet RMI | A | Component Approval Document | Working |  | NO | 09/18/2020 14:50:08:765 | WIP
CA083194,A,1,D51444G01_Lower_Jaw_Overmolded_CP | D51444G01_Lower_Jaw_Overmolded_CP | Control Plan | A | Component Approval Document | Working |  | NO | 09/18/2020 14:49:41:545 | WIP
CA083193,A,1,D51444G01_Lower_Jaw_Overmolded_PFMEA | D51444G01_Lower_Jaw_Overmolded_PFMEA | Supplier Process FMEA | A | Component Approval Document | Working |  | NO | 09/18/2020 14:49:33:014 | WIP
CA083192,A,1,D51444G01_Lower_Jaw_Overmolded_CS | D51444G01_Lower_Jaw_Overmolded_CS | Capability Study | A | Component Approval Document | Working |  | NO | 09/18/2020 14:49:26:092 | WIP
CA083191,A,1,D51444G01_Lower_Jaw_Overmolded_FAI | D51444G01_Lower_Jaw_Overmolded_FAI | First Article | A | Component Approval Document | Working |  | NO | 09/18/2020 14:49:21:936 | WIP
CA082588,A,1,D50319P01 Upper Jaw MIM | D50319P01 Upper Jaw MIM | Inspection Sheet RMI | A | Component Approval Document | Working |  | NO | 09/18/2020 14:48:48:013 | WIP
CA082587,A,1,D50319P01 Upper Jaw MIM | D50319P01 Upper Jaw MIM | Control Plan | A | Component Approval Document | Working |  | NO | 09/18/2020 14:48:11:809 | WIP
CA082586,A,1,D50319P01 Upper Jaw MIM | D50319P01 Upper Jaw MIM | Supplier Process FMEA | A | Component Approval Document | Working |  | NO | 09/18/2020 14:48:07:637 | WIP
CA080396,A,2,Brick MAS OP70 ERR Rotator Cap Station | Brick MAS OP70 ERR Rotator Cap Station | Equipment Requirements Review | A | Component Approval Document | Released |  | NO | 09/18/2020 14:48:04:887 | Release
CA080397,A,2,OP090 Laser Marker Station | OP090 Laser Marker Station | Equipment Requirements Review | A | Component Approval Document | Released |  | NO | 09/18/2020 14:48:04:371 | Release
CA080170,A,3,Brick EEPROM Reader | Brick EEPROM Reader | Equipment Requirements Review | A | Component Approval Document | Released |  | NO | 09/18/2020 14:48:03:856 | Release
CA080168,A,4,Torque & Continuity Test Equipment | Torque & Continuity Test Equipment | Equipment Requirements Review | A | Component Approval Document | Released |  | NO | 09/18/2020 14:48:03:356 | Release
CA072064,A,4,Floyd MAS Assembly OP 70 Rotation KnobCap Assembly | Floyd MAS Assembly OP 70 Rotation KnobCap Assembly | Equipment Requirements Review | A | Component Approval Document | Released |  | NO | 09/18/2020 14:48:02:340 | Release
CA080396,B,3,Brick MAS OP70 ERR Rotator Cap Station | Brick MAS OP70 ERR Rotator Cap Station | Equipment Requirements Review | B | Component Approval Document | Released |  | NO | 09/18/2020 14:48:01:856 | Release
CA082585,A,1,D50319P01 Upper Jaw MIM | D50319P01 Upper Jaw MIM | Capability Study | A | Component Approval Document | Working |  | NO | 09/18/2020 14:48:01:496 | WIP
CA076005,C,2,CA076005 Brick FGQA OP080 ERR Device Functional Tester | CA076005 Brick FGQA OP080 ERR Device Functional Tester | Equipment Requirements Review | C | Component Approval Document | Released |  | NO | 09/18/2020 14:48:01:293 | Release
CA080399,A,4,Brick MAS OP095 ERR Pallet Transfer Out Station | Brick MAS OP095 ERR Pallet Transfer Out Station | Equipment Requirements Review | A | Component Approval Document | Released |  | NO | 09/18/2020 14:48:00:715 | Release
CA080170,B,2,Brick EEPROM Reader | Brick EEPROM Reader | Equipment Requirements Review | B | Component Approval Document | Released |  | NO | 09/18/2020 14:48:00:012 | Release
CA080399,B,3,Brick MAS OP095 ERR Pallet Transfer Out Station | Brick MAS OP095 ERR Pallet Transfer Out Station | Equipment Requirements Review | B | Component Approval Document | Released |  | NO | 09/18/2020 14:47:59:278 | Release
CA080168,B,3,Torque & Continuity Test Equipment | Torque & Continuity Test Equipment | Equipment Requirements Review | B | Component Approval Document | Released |  | NO | 09/18/2020 14:47:58:684 | Release
CA076324,C,3,Electrode Jaw Gap Measurement Equipment | Electrode Jaw Gap Measurement Equipment | Equipment Requirements Review | C | Component Approval Document | Released |  | NO | 09/18/2020 14:47:58:090 | Release
CA080397,B,3,OP090 Laser Marker Station | OP090 Laser Marker Station | Equipment Requirements Review | B | Component Approval Document | Released |  | NO | 09/18/2020 14:47:57:559 | Release
CA080164,B,3,Brick Device Line MAS Equipment | Brick Device Line MAS Equipment | Equipment Requirements Review | B | Component Approval Document | Released |  | NO | 09/18/2020 14:47:57:090 | Release
CA076324,A,4,Electrode Jaw Gap Measurement Equipment | Electrode Jaw Gap Measurement Equipment | Equipment Requirements Review | A | Component Approval Document | Released |  | NO | 09/18/2020 14:47:56:621 | Release
CA077383,A,1,D37904-TRR | D37904-TRR | Tooling Requirements Review (TRR) | A | Component Approval Document | Working |  | NO | 09/18/2020 14:47:56:153 | NA_hnagabhu
CA076005,A,3,ERR for Device Functional Tester | ERR for Device Functional Tester | Equipment Requirements Review | A | Component Approval Document | Released |  | NO | 09/18/2020 14:47:55:418 | Release
CA068046,A,2,Sleeve D37904_CRR | Sleeve D37904_CRR | Component Requirements Review | A | Component Approval Document | Released |  | NO | 09/18/2020 14:47:54:168 | Release
CA069118,A,2,Sleeve_D37904_PFMEA | Sleeve_D37904_PFMEA | Supplier Process FMEA | A | Component Approval Document | Released |  | NO | 09/18/2020 14:47:53:527 | Release
CA069122,B,2,Sleeve_D37904_Control plan | Sleeve_D37904_Control plan | Control Plan | B | Component Approval Document | Released |  | NO | 09/18/2020 14:47:53:027 | Release
CA069120,A,3,Sleeve_D37904_CapStudy | Sleeve_D37904_CapStudy | Capability Study | A | Component Approval Document | Released |  | NO | 09/18/2020 14:47:52:527 | Release
CA069122,A,2,Sleeve_D37904_Control plan | Sleeve_D37904_Control plan | Control Plan | A | Component Approval Document | Released |  | NO | 09/18/2020 14:47:51:637 | Release
CA069121,A,4,Sleeve_D37904_FAI | Sleeve_D37904_FAI | First Article | A | Component Approval Document | Released |  | NO | 09/18/2020 14:47:51:074 | Release
CA079151,A,7,Floyd Line 160 - OP80 Rotation Knob Assembly | Floyd Line 160 - OP80 Rotation Knob Assembly | Equipment Requirements Review | A | Component Approval Document | Released |  | NO | 09/18/2020 14:47:50:574 | Release
CA069121,B,4,Sleeve_D37904_FAI | Sleeve_D37904_FAI | First Article | B | Component Approval Document | Released |  | NO | 09/18/2020 14:47:49:965 | Release
CA069120,B,3,Sleeve_D37904_CapStudy | Sleeve_D37904_CapStudy | Capability Study | B | Component Approval Document | Released |  | NO | 09/18/2020 14:47:49:402 | Release
CA069122,C,5,Sleeve_D37904_Control plan | Sleeve_D37904_Control plan | Control Plan | C | Component Approval Document | Released |  | NO | 09/18/2020 14:47:48:918 | Release
CA068046,B,2,Sleeve D37904_CRR | Sleeve D37904_CRR | Component Requirements Review | B | Component Approval Document | Released |  | NO | 09/18/2020 14:47:48:449 | Release
CA069123,A,6,Raw Material Inspection Specification for the Enseal X1 Large Jaw Tissue Sealer NSLX120L - Sleeve D37904 | Raw Material Inspection Specification for the Enseal X1 Large Jaw Tissue Sealer NSLX120L - Sleeve D37904 | Inspection Sheet RMI | A | Component Approval Document | Released |  | NO | 09/18/2020 14:47:47:512 | Release
CA076324,B,1,Electrode Jaw Gap Measurement Equipment | Electrode Jaw Gap Measurement Equipment | Equipment Requirements Review | B | Component Approval Document | Released |  | NO | 09/18/2020 14:47:46:996 | Release
CA076005,B,1,CA076005 Brick FGQA OP080 ERR Device Functional Tester | CA076005 Brick FGQA OP080 ERR Device Functional Tester | Equipment Requirements Review | B | Component Approval Document | Released |  | NO | 09/18/2020 14:47:46:434 | Release
CA080164,A,4,Brick Device Line MAS Equipment | Brick Device Line MAS Equipment | Equipment Requirements Review | A | Component Approval Document | Released |  | NO | 09/18/2020 14:47:45:949 | Release
CA082584,A,1,D50319P01 Upper Jaw MIM | D50319P01 Upper Jaw MIM | First Article | A | Component Approval Document | Working |  | NO | 09/18/2020 14:47:30:433 | WIP
CA082581,A,1,D50318P01 Lower Jaw MIM | D50318P01 Lower Jaw MIM | Inspection Sheet RMI | A | Component Approval Document | Working |  | NO | 09/18/2020 14:47:11:464 | WIP
CA082580,A,1,D50318P01 Lower Jaw MIM | D50318P01 Lower Jaw MIM | Control Plan | A | Component Approval Document | Working |  | NO | 09/18/2020 14:46:32:838 | WIP
CA069948,B,1,D37370_Rotator Cap_CP | D37370_Rotator Cap_CP | Control Plan | B | Component Approval Document | Released |  | NO | 09/18/2020 14:45:40:603 | Release
CA069951,A,3,Raw Material Inspection Specification for the ENSEAL X1 Large Jaw Tissue Sealer NSLX120L - D37370 Rotator C | Raw Material Inspection Specification for the ENSEAL X1 Large Jaw Tissue Sealer NSLX120L - D37370 Rotator Cap | Inspection Sheet RMI | A | Component Approval Document | Released |  | NO | 09/18/2020 14:45:39:603 | Release
CA069943,B,4,D37370_Rotator Cap_CS | D37370_Rotator Cap_CS | Capability Study | B | Component Approval Document | Released |  | NO | 09/18/2020 14:45:39:056 | Release
CA069946,A,4,D37370_Rotator Cap_PFMEA | D37370_Rotator Cap_PFMEA | Supplier Process FMEA | A | Component Approval Document | Released |  | NO | 09/18/2020 14:45:38:556 | Release
CA069943,A,4,D37370_Rotator Cap_CS | D37370_Rotator Cap_CS | Capability Study | A | Component Approval Document | Released |  | NO | 09/18/2020 14:45:38:040 | Release
CA068839,A,4,D37370_Rotator_Cap_CRR | D37370_Rotator_Cap_CRR | Component Requirements Review | A | Component Approval Document | Released |  | NO | 09/18/2020 14:45:37:446 | Release
CA069940,A,2,D37370_Rotator Cap_FAI | D37370_Rotator Cap_FAI | First Article | A | Component Approval Document | Released |  | NO | 09/18/2020 14:45:36:931 | Release
CA068356,A,2,D37370_Rotator_Cap_TRR | D37370_Rotator_Cap_TRR | Tooling Requirements Review (TRR) | A | Component Approval Document | Released |  | NO | 09/18/2020 14:45:36:509 | Release
CA069948,A,3,D37370_Rotator Cap_CP | D37370_Rotator Cap_CP | Control Plan | A | Component Approval Document | Released |  | NO | 09/18/2020 14:45:36:071 | Release
CA082579,A,1,D50318P01 Lower Jaw MIM | D50318P01 Lower Jaw MIM | Supplier Process FMEA | A | Component Approval Document | Working |  | NO | 09/18/2020 14:45:16:649 | WIP
CA082578,A,1,D50318P01 Lower Jaw MIM | D50318P01 Lower Jaw MIM | Capability Study | A | Component Approval Document | Working |  | NO | 09/18/2020 14:44:59:508 | WIP
CA082577,A,1,D50318P01 Lower Jaw MIM | D50318P01 Lower Jaw MIM | First Article | A | Component Approval Document | Working |  | NO | 09/18/2020 14:44:45:492 | WIP
CA069936,A,5,Raw Material Inspection Specification for the ENSEAL X1 Large Jaw Tissue Sealer NSLX120L - D37369 Rotator | Raw Material Inspection Specification for the ENSEAL X1 Large Jaw Tissue Sealer NSLX120L - D37369 Rotator | Inspection Sheet RMI | A | Component Approval Document | Released |  | NO | 09/18/2020 14:42:56:865 | Release
CA069928,B,4,D37369_Rotator_CS | D37369_Rotator_CS | Capability Study | B | Component Approval Document | Released |  | NO | 09/18/2020 14:42:56:271 | Release
CA069933,B,1,D37369_Rotator_CP | D37369_Rotator_CP | Control Plan | B | Component Approval Document | Released |  | NO | 09/18/2020 14:42:55:677 | Release
CA068836,A,4,D37369_Rotator_TRR | D37369_Rotator_TRR | Tooling Requirements Review (TRR) | A | Component Approval Document | Released |  | NO | 09/18/2020 14:42:54:990 | Release
CA068837,A,3,D37369_Rotator_CRR | D37369_Rotator_CRR | Component Requirements Review | A | Component Approval Document | Released |  | NO | 09/18/2020 14:42:54:365 | Release
CA069933,A,3,D37369_Rotator_CP | D37369_Rotator_CP | Control Plan | A | Component Approval Document | Released |  | NO | 09/18/2020 14:42:53:724 | Release
CA069926,A,2,D37369_Rotator_FAI | D37369_Rotator_FAI | First Article | A | Component Approval Document | Released |  | NO | 09/18/2020 14:42:53:162 | Release
CA069928,A,3,D37369_Rotator_CS | D37369_Rotator_CS | Capability Study | A | Component Approval Document | Released |  | NO | 09/18/2020 14:42:52:552 | Release
CA069932,A,3,D37369_Rotator_PFMEA | D37369_Rotator_PFMEA | Supplier Process FMEA | A | Component Approval Document | Released |  | NO | 09/18/2020 14:42:51:802 | Release
CA068311,B,3,D36788_Energy_Button_PFMEA | D36788_Energy_Button_PFMEA | Supplier Process FMEA | B | Component Approval Document | Released |  | NO | 09/18/2020 14:40:44:862 | Release
CA068310,C,5,D36788_Energy_Button_Cap_Study | D36788_Energy_Button_Cap_Study | Capability Study | C | Component Approval Document | Released |  | NO | 09/18/2020 14:40:43:846 | Release
CA068313,B,8,D36788P02 Energy Button_RMI-Sheet | D36788P02 Energy Button_RMI-Sheet | Inspection Sheet RMI | B | Component Approval Document | Released |  | NO | 09/18/2020 14:40:42:534 | Release
CA068313,A,5,Raw Material Inspection Specification for the ENSEAL X1 Large Jaw Tissue Sealer NSLX120L - D36788 Energy Bu | Raw Material Inspection Specification for the ENSEAL X1 Large Jaw Tissue Sealer NSLX120L - D36788 Energy Button | Inspection Sheet RMI | A | Component Approval Document | Released |  | NO | 09/18/2020 14:40:41:784 | Release
CA068310,B,4,D36788_Energy_Button_Cap_Study | D36788_Energy_Button_Cap_Study | Capability Study | B | Component Approval Document | Released |  | NO | 09/18/2020 14:40:41:393 | Release
CA068312,B,2,D36788_Energy_Button_CP | D36788_Energy_Button_CP | Control Plan | B | Component Approval Document | Released |  | NO | 09/18/2020 14:40:40:909 | Release
CA068307,A,2,D36788_Energy_Button_TRR | D36788_Energy_Button_TRR | Tooling Requirements Review (TRR) | A | Component Approval Document | Released |  | NO | 09/18/2020 14:40:40:362 | Release
CA068311,A,2,D36788_Energy_Button_PFMEA | D36788_Energy_Button_PFMEA | Supplier Process FMEA | A | Component Approval Document | Released |  | NO | 09/18/2020 14:40:40:018 | Release
CA068312,A,2,D36788_Energy_Button_CP | D36788_Energy_Button_CP | Control Plan | A | Component Approval Document | Released |  | NO | 09/18/2020 14:40:39:659 | Release
CA068309,A,3,D36788_Energy_Button_FAI | D36788_Energy_Button_FAI | First Article | A | Component Approval Document | Released |  | NO | 09/18/2020 14:40:39:206 | Release
CA068310,A,3,D36788_Energy_Button_Cap_Study | D36788_Energy_Button_Cap_Study | Capability Study | A | Component Approval Document | Released |  | NO | 09/18/2020 14:40:38:315 | Release
CA068308,A,3,D36788_Energy_Button_CRR | D36788_Energy_Button_CRR | Component Requirements Review | A | Component Approval Document | Released |  | NO | 09/18/2020 14:40:37:893 | Release
CA068308,B,5,D36788_Energy_Button_CRR | D36788_Energy_Button_CRR | Component Requirements Review | B | Component Approval Document | Released |  | NO | 09/18/2020 14:40:36:393 | Release
CA068312,C,3,D36788_Energy_Button_CP | D36788_Energy_Button_CP | Control Plan | C | Component Approval Document | Released |  | NO | 09/18/2020 14:40:36:018 | Release
CA068309,B,4,D36788_Energy_Button_FAI | D36788_Energy_Button_FAI | First Article | B | Component Approval Document | Released |  | NO | 09/18/2020 14:40:35:628 | Release
PRC096308,A,2,OP010 Brick Glue Application SV | OP010 Brick Glue Application SV | Protocol Software Validation | A | Protocol | Released |  | NO | 09/18/2020 14:09:47:932 | Release
CA083391,A,10,E19417 - Universal XCELSleeve Housing Press (Machine B - Equipment for line 70) | E19417 - Universal XCELSleeve Housing Press (Machine B - Equipment for line 70) | Equipment Requirements Review | A | Component Approval Document | Released |  | NO | 09/18/2020 13:23:48:905 | Release
CA084259,B,1,Nelipak SPCR for Thermoform line Pick/Pack Robotic Arm | Nelipak SPCR for Thermoform line Pick/Pack Robotic Arm | Supplier Process Change | B | Component Approval Document | Working |  | NO | 09/18/2020 13:07:09:977 | WIP
PRC095920,A,4,Pre-Design Verification Completion Report for ECR2041 | Pre-Design Verification Completion Report for ECR2041 | None | A | Completion Report | Released |  | NO | 09/18/2020 12:13:26:643 | Release
PRC097844,A,2,RTP Electrode Biocompatibility Sample Preparation | RTP Electrode Biocompatibility Sample Preparation | None | A | Engineering Study | Released |  | NO | 09/18/2020 11:40:18:889 | Release
PRC094978,A,1,Brick Pre-DVT with MIM Jaws by alternate supplier - CR for PRC094977 | Brick Pre-DVT with MIM Jaws by alternate supplier - CR for PRC094977 | None | A | Completion Report | In Review |  | NO | 09/17/2020 16:57:35:539 | WIP
SPE003558,D,5,Brick Device Master Record (DMR) | Brick Device Master Record (DMR) | Device Master Record (DMR) | D | Specification | Released |  | NO | 09/17/2020 16:16:21:986 | Release
SPE003558,A,6,Brick Device Master Record (DMR) | Brick Device Master Record (DMR) | Device Master Record (DMR) | A | Specification | Released |  | NO | 09/17/2020 16:16:21:174 | Release
SPE003558,B,2,Brick Device Master Record (DMR) | Brick Device Master Record (DMR) | Device Master Record (DMR) | B | Specification | Released |  | NO | 09/17/2020 16:16:20:377 | Release
SPE003558,C,4,Brick Device Master Record (DMR) | Brick Device Master Record (DMR) | Device Master Record (DMR) | C | Specification | Released |  | NO | 09/17/2020 16:16:20:002 | Release
PRC094977,A,8,Brick Pre-DVT with MIM Jaws by alternate supplier | Brick Pre-DVT with MIM Jaws by alternate supplier | Protocol - Other | A | Protocol | Released |  | NO | 09/17/2020 11:28:10:057 | Release
CA075198,H,1,D39061G03 Cable Assembly Final-CRR | D39061G03 Cable Assembly Final-CRR | Component Requirements Review | H | Component Approval Document | Released |  | NO | 09/17/2020 11:13:14:319 | Release
CA075198,A,4,D39061G01 Cable Assembly Final-CRR | D39061G01 Cable Assembly Final-CRR | Component Requirements Review | A | Component Approval Document | Released |  | NO | 09/17/2020 11:13:13:928 | Release
CA075198,B,1,D39061G01 Cable Assembly Final-CRR | D39061G01 Cable Assembly Final-CRR | Component Requirements Review | B | Component Approval Document | Released |  | NO | 09/17/2020 11:13:13:538 | Release
CA075198,D,3,D39061G01 Cable Assembly Final-CRR | D39061G01 Cable Assembly Final-CRR | Component Requirements Review | D | Component Approval Document | Released |  | NO | 09/17/2020 11:13:08:725 | Release
CA075198,C,1,D39061G01 Cable Assembly Final-CRR | D39061G01 Cable Assembly Final-CRR | Component Requirements Review | C | Component Approval Document | Released |  | NO | 09/17/2020 11:13:08:272 | Release
CA075198,G,1,D39061G03 Cable Assembly Final-CRR | D39061G03 Cable Assembly Final-CRR | Component Requirements Review | G | Component Approval Document | Released |  | NO | 09/17/2020 11:13:07:881 | Release
CA075197,C,1,D39061G01 FLOYD CABLE ASSEMBLY-CS | D39061G01 FLOYD CABLE ASSEMBLY-CS | Capability Study | C | Component Approval Document | Released |  | NO | 09/17/2020 11:13:07:491 | Release
CA075198,F,4,D39061G02 Cable Assembly Final-CRR | D39061G02 Cable Assembly Final-CRR | Component Requirements Review | F | Component Approval Document | Released |  | NO | 09/17/2020 11:13:06:366 | Release
CA079550,A,5,D43308G03 Cable Assembly, Overmold CRR | D43308G03 Cable Assembly, Overmold CRR | Component Requirements Review | A | Component Approval Document | Released |  | NO | 09/17/2020 11:08:22:828 | Release
CA069005,A,5,Brick Overmold Cable Assembly | Brick Overmold Cable Assembly | Component Requirements Review | A | Component Approval Document | Released |  | NO | 09/17/2020 11:08:22:563 | Release
CA074538,A,3,D43308-CRR | D43308-CRR | Component Requirements Review | A | Component Approval Document | Released |  | NO | 09/17/2020 11:08:22:375 | Release
CA069011,A,2,FAI ID PCB Board Assembly, Brick | FAI ID PCB Board Assembly, Brick | First Article | A | Component Approval Document | Released |  | NO | 09/17/2020 11:08:22:172 | Release
CA069012,A,3,CAP ID PCB Assembly, Brick | CAP ID PCB Assembly, Brick | Capability Study | A | Component Approval Document | Released |  | NO | 09/17/2020 11:08:21:594 | Release
CA069269,A,1,Control Plan, PCB Assembly, Brick | Control Plan, PCB Assembly, Brick | Control Plan | A | Component Approval Document | Released |  | NO | 09/17/2020 11:08:21:375 | Release
CA069010,A,5,CRR, ID PCB Assembly, Brick | CRR, ID PCB Assembly, Brick | Component Requirements Review | A | Component Approval Document | Released |  | NO | 09/17/2020 11:08:21:219 | Release
CA069005,B,7,Brick Overmold Cable Assembly | Brick Overmold Cable Assembly | Component Requirements Review | B | Component Approval Document | Released |  | NO | 09/17/2020 11:08:21:016 | Release
CA069270,A,1,PFMEA, PCB Assembly, Brick | PFMEA, PCB Assembly, Brick | Supplier Process FMEA | A | Component Approval Document | Released |  | NO | 09/17/2020 11:08:20:781 | Release
CA079295,A,3,D38461G03 Cable Assembly, Overmold CRR | D38461G03 Cable Assembly, Overmold CRR | Component Requirements Review | A | Component Approval Document | Released |  | NO | 09/17/2020 11:08:20:594 | Release
CA078008,A,2,CRR for D37952 PCBA | CRR for D37952 PCBA | Component Requirements Review | A | Component Approval Document | Released |  | NO | 09/17/2020 11:08:20:422 | Release
CA079552,A,5,D43308G04 Cable Assembly, Overmold CRR | D43308G04 Cable Assembly, Overmold CRR | Component Requirements Review | A | Component Approval Document | Released |  | NO | 09/17/2020 11:08:19:688 | Release
CA079550,B,2,D43308G03 Cable Assembly, Overmold CRR | D43308G03 Cable Assembly, Overmold CRR | Component Requirements Review | B | Component Approval Document | Released |  | NO | 09/17/2020 11:08:19:531 | Release
CA079552,C,1,D43308G04 Cable Assembly, Overmold CRR | D43308G04 Cable Assembly, Overmold CRR | Component Requirements Review | C | Component Approval Document | Released |  | NO | 09/17/2020 11:08:19:406 | Release
CA079552,B,2,D43308G04 Cable Assembly, Overmold CRR | D43308G04 Cable Assembly, Overmold CRR | Component Requirements Review | B | Component Approval Document | Released |  | NO | 09/17/2020 11:08:19:250 | Release
CA079295,B,3,D38461G03 Cable Assembly, Overmold CRR | D38461G03 Cable Assembly, Overmold CRR | Component Requirements Review | B | Component Approval Document | Released |  | NO | 09/17/2020 11:08:19:110 | Release
CA079409,A,3,D38461G04 Cable Assembly, Overmold CRR | D38461G04 Cable Assembly, Overmold CRR | Component Requirements Review | A | Component Approval Document | Released |  | NO | 09/17/2020 11:08:18:969 | Release
CA079409,B,2,D38461G04 Cable Assembly, Overmold CRR | D38461G04 Cable Assembly, Overmold CRR | Component Requirements Review | B | Component Approval Document | Released |  | NO | 09/17/2020 11:08:18:672 | Release
SCN076793,A,1,Brick/Jabil Master SCN | Brick/Jabil Master SCN | None | A | Scanned (Hardcopy) Item | Working |  | NO | 09/16/2020 23:02:11:281 | WIP
SCN076799,A,1,Brick/Jabil Ethicon Misc Docs | Brick/Jabil Ethicon Misc Docs | None | A | Scanned (Hardcopy) Item | Working |  | NO | 09/16/2020 22:58:46:230 | WIP
SCN076801,A,1,Brick/Jabil Software Documentation | Brick/Jabil Software Documentation | None | A | Scanned (Hardcopy) Item | Working |  | NO | 09/16/2020 22:54:44:678 | WIP
SCN076803,A,1,Brick/Jabil Qualification Docs | Brick/Jabil Qualification Docs | None | A | Scanned (Hardcopy) Item | Working |  | NO | 09/16/2020 22:51:03:501 | WIP
SCN077543,A,1,Brick/Jabil Lubrication Eng Studies | Brick/Jabil Lubrication Eng Studies | None | A | Scanned (Hardcopy) Item | Working |  | NO | 09/16/2020 22:47:17:684 | WIP
SCN076807,A,1,Brick/Jabil non-GR&R Eng Studies | Brick/Jabil non-GR&R Eng Studies | None | A | Scanned (Hardcopy) Item | Working |  | NO | 09/16/2020 22:43:15:195 | WIP
SCN076809,A,1,Brick/Jabil Quality Docs | Brick/Jabil Quality Docs | None | A | Scanned (Hardcopy) Item | Working |  | NO | 09/16/2020 22:38:26:454 | WIP
SCN076808,A,1,Brick/Jabil Manufacturing Docs | Brick/Jabil Manufacturing Docs | None | A | Scanned (Hardcopy) Item | Working |  | NO | 09/16/2020 22:33:49:370 | WIP
SCN076811,A,1,Brick/Jabil Lube WIs | Brick/Jabil Lube WIs | None | A | Scanned (Hardcopy) Item | Working |  | NO | 09/16/2020 22:29:31:818 | WIP
SCN076810,A,1,Brick/Jabil Line WIs | Brick/Jabil Line WIs | None | A | Scanned (Hardcopy) Item | Working |  | NO | 09/16/2020 22:26:52:283 | WIP
CA071390,B,3,Raw Material Inspection Specification for the ENSEAL X1 Large Jaw Tissue Sealer NSLX120L - D38461 Cable Ass | Raw Material Inspection Specification for the ENSEAL X1 Large Jaw Tissue Sealer NSLX120L - D38461 Cable Assembly Overmold | Inspection Sheet RMI | B | Component Approval Document | Released |  | NO | 09/16/2020 14:53:04:975 | Release
CA069013,A,1,CRR, Switch PCBA, Brick | CRR, Switch PCBA, Brick | Component Requirements Review | A | Component Approval Document | Working |  | NO | 09/16/2020 14:53:04:881 | WIP
CA069006,B,3,FAI Overmold Cable Assembly, Brick | FAI Overmold Cable Assembly, Brick | First Article | B | Component Approval Document | Released |  | NO | 09/16/2020 14:53:04:772 | Release
CA074537,B,1,D43308-CAP | D43308-CAP | Capability Study | B | Component Approval Document | Released |  | NO | 09/16/2020 14:53:04:647 | Release
CA074537,A,2,D43308-CAP | D43308-CAP | Capability Study | A | Component Approval Document | Released |  | NO | 09/16/2020 14:53:04:522 | Release
CA069014,A,2,FAI Switch PCBA, Onanon Brick | FAI Switch PCBA, Onanon Brick | First Article | A | Component Approval Document | Released |  | NO | 09/16/2020 14:53:04:303 | Release
CA073478,C,2,D36854-SPCR | D36854-SPCR | Supplier Process Change | C | Component Approval Document | Released |  | NO | 09/16/2020 14:53:04:225 | Release
CA074541,B,5,D43308-ISheet | D43308-ISheet | Inspection Sheet RMI | B | Component Approval Document | Released |  | NO | 09/16/2020 14:53:04:131 | Release
CA069015,A,2,CAP Switch PCBA, Onanon Brick | CAP Switch PCBA, Onanon Brick | Capability Study | A | Component Approval Document | Released |  | NO | 09/16/2020 14:53:03:944 | Release
CA076933,A,1,D36854-Onanon-PFMEA | D36854-Onanon-PFMEA | Supplier Process FMEA | A | Component Approval Document | Released |  | NO | 09/16/2020 14:53:03:850 | Release
CA076932,A,2,D36854-Onanon-CP | D36854-Onanon-CP | Control Plan | A | Component Approval Document | Released |  | NO | 09/16/2020 14:53:03:772 | Release
CA069006,A,4,FAI Overmold Cable Assembly, Brick | FAI Overmold Cable Assembly, Brick | First Article | A | Component Approval Document | Released |  | NO | 09/16/2020 14:53:03:662 | Release
CA073478,B,2,D36854-SPCR | D36854-SPCR | Supplier Process Change | B | Component Approval Document | Released |  | NO | 09/16/2020 14:53:03:569 | Release
CA069008,D,3,D36854G01-Assembly switch PCB, Floyd &Brick | D36854G01-Assembly switch PCB, Floyd &Brick | Control Plan | D | Component Approval Document | Released |  | NO | 09/16/2020 14:53:03:147 | Release
CA069006,C,3,D36854G01 Assembly Switch PCB Floyd & Brick- FAI | D36854G01 Assembly Switch PCB Floyd & Brick- FAI | First Article | C | Component Approval Document | Released |  | NO | 09/16/2020 14:53:03:037 | Release
CA077283,A,2,D36854G01_Assy Switch PCB_CS_FLOYD-BRICK | D36854G01_Assy Switch PCB_CS_FLOYD-BRICK | Capability Study | A | Component Approval Document | Released |  | NO | 09/16/2020 14:53:02:912 | Release
CA077284,A,3,D36854G01_Assy Switch PCB_PFMEA_FLOYD-BRICK | D36854G01_Assy Switch PCB_PFMEA_FLOYD-BRICK | Supplier Process FMEA | A | Component Approval Document | Released |  | NO | 09/16/2020 14:53:02:787 | Release
CA077940,A,1,D36854G01_ASSY SWITCH PCB_FAI_BRICK (CEA Global Dominicana) | D36854G01_ASSY SWITCH PCB_FAI_BRICK (CEA Global Dominicana) | First Article | A | Component Approval Document | Released |  | NO | 09/16/2020 14:53:02:647 | Release
CA071390,C,4,Raw Material Inspection Specification for the ENSEAL X1 Large Jaw Tissue Sealer NSLX120L - D38461 Cable Ass | Raw Material Inspection Specification for the ENSEAL X1 Large Jaw Tissue Sealer NSLX120L - D38461 Cable Assembly Overmold | Inspection Sheet RMI | C | Component Approval Document | Released |  | NO | 09/16/2020 14:53:02:506 | Release
CA077867,A,4,D43308G02, Brick Cable Assy | D43308G02, Brick Cable Assy | Component Requirements Review | A | Component Approval Document | Released |  | NO | 09/16/2020 14:53:02:412 | Release
CA073478,A,4,D36854-SPCR | D36854-SPCR | Supplier Process Change | A | Component Approval Document | Released |  | NO | 09/16/2020 14:53:02:053 | Release
CA071390,D,3,Raw Material Inspection Specification for the ENSEAL X1 Large Jaw Tissue Sealer NSLX120L - D38461 Cable Ass | Raw Material Inspection Specification for the ENSEAL X1 Large Jaw Tissue Sealer NSLX120L - D38461 Cable Assembly Overmold | Inspection Sheet RMI | D | Component Approval Document | Released |  | NO | 09/16/2020 14:53:01:584 | Release
CA074541,C,4,D43308-ISheet | D43308-ISheet | Inspection Sheet RMI | C | Component Approval Document | Released |  | NO | 09/16/2020 14:53:01:490 | Release
CA069008,C,4,PCP Overmold Cable Assembly, Brick | PCP Overmold Cable Assembly, Brick | Control Plan | C | Component Approval Document | Released |  | NO | 09/16/2020 14:53:00:444 | Release
CA077280,A,4,D36852P01 PCB BRICK & FLOYD-FAI | D36852P01 PCB BRICK & FLOYD-FAI | First Article | A | Component Approval Document | Released |  | NO | 09/16/2020 14:49:05:257 | Release
CA077281,A,3,D36852P01-PCB Brick & Floyd-CS | D36852P01-PCB Brick & Floyd-CS | Capability Study | A | Component Approval Document | Released |  | NO | 09/16/2020 14:49:04:960 | Release
CA077941,A,1,D36852P01_PCB_FAI_BRICK (CEA GLOBAL DOMINICANA) | D36852P01_PCB_FAI_BRICK (CEA GLOBAL DOMINICANA) | First Article | A | Component Approval Document | Released |  | NO | 09/16/2020 14:49:04:851 | Release
CA083461,A,2,New topping Tool for D28612 & D28613 | New topping Tool for D28612 & D28613 | Supplier Process Change | A | Component Approval Document | Released |  | NO | 09/16/2020 14:46:12:938 | Release
PRC093003,B,2,Jabil Brick Duplication Biocomp Preparation Study | Jabil Brick Duplication Biocomp Preparation Study | None | B | Engineering Study | Released |  | NO | 09/16/2020 12:14:46:638 | Release
PRC093003,A,5,Jabil Brick Duplication Biocomp Preparation Study | Jabil Brick Duplication Biocomp Preparation Study | None | A | Engineering Study | Released |  | NO | 09/16/2020 12:14:44:951 | Release
PRC097148,A,5,Brick Tissue Slippage Technique Study | Brick Tissue Slippage Technique Study | None | A | Engineering Study | Released |  | NO | 09/16/2020 11:46:32:087 | Release
CA084259,A,2,Nelipak SPCR for Thermoform line Pick/Pack Robotic Arm | Nelipak SPCR for Thermoform line Pick/Pack Robotic Arm | Supplier Process Change | A | Component Approval Document | Released |  | NO | 09/16/2020 11:27:17:328 | Release
CA082213,B,3,Control Plan For IFUs | Control Plan For IFUs | Control Plan | B | Component Approval Document | Released |  | NO | 09/16/2020 11:20:56:429 | Release
CA082425,B,2,P40467P06 OCE 7000 series Printer | P40467P06 OCE 7000 series Printer | Supplier Process Change | B | Component Approval Document | Released |  | NO | 09/16/2020 11:20:56:320 | Release
CA074707,A,3,Medical Cleaning Station | Medical Cleaning Station | Equipment Requirements Review | A | Component Approval Document | Released |  | NO | 09/16/2020 11:20:56:054 | Release
CA084806,A,2,Control Plan For IFUs (booklet maker) | Control Plan For IFUs (booklet maker) | Control Plan | A | Component Approval Document | Released |  | NO | 09/16/2020 11:20:55:851 | Release
CA082094,B,2,P40467P06 Smart binder booklet finisher for Instructional Insert | P40467P06 Smart binder booklet finisher for Instructional Insert | Supplier Process Change | B | Component Approval Document | Released |  | NO | 09/16/2020 11:20:53:601 | Release
CA082213,A,5,Control Plan For IFUs | Control Plan For IFUs | Control Plan | A | Component Approval Document | Released |  | NO | 09/16/2020 11:20:53:460 | Release
CA082094,A,2,P40467P06 Smart binder booklet finisher for Instructional Insert | P40467P06 Smart binder booklet finisher for Instructional Insert | Supplier Process Change | A | Component Approval Document | Released |  | NO | 09/16/2020 11:20:53:335 | Release
CA082425,A,1,P40467P06 OCE 7000 series Printer | P40467P06 OCE 7000 series Printer | Supplier Process Change | A | Component Approval Document | Released |  | NO | 09/16/2020 11:20:53:132 | Release
SCN020209,V,3,Declaration of Conformity: Harmonic Ultrasonic Surgical Devices & Enseal Electrosurgical Devices | Declaration of Conformity: Harmonic Ultrasonic Surgical Devices & Enseal Electrosurgical Devices | None | V | Scanned (Hardcopy) Item | Released |  | NO | 09/16/2020 10:35:27:012 | Release
SCN020209,S,3,Declaration of Conformity | Declaration of Conformity | None | S | Scanned (Hardcopy) Item | Released |  | NO | 09/16/2020 10:35:19:215 | Release
SCN020209,T,1,Declaration of Conformity | Declaration of Conformity | None | T | Scanned (Hardcopy) Item | Released |  | NO | 09/16/2020 10:35:18:730 | Release
SCN020209,U,1,Declaration of Conformity | Declaration of Conformity | None | U | Scanned (Hardcopy) Item | Released |  | NO | 09/16/2020 10:35:18:168 | Release
CA082345,A,2,D50829P02 OUTER TUBE-FAI | D50829P02 OUTER TUBE-FAI | First Article | A | Component Approval Document | Released |  | NO | 09/16/2020 10:35:02:605 | Release
CA082344,A,4,D50829P02 OUTER TUBE-CP | D50829P02 OUTER TUBE-CP | Control Plan | A | Component Approval Document | Released |  | NO | 09/16/2020 10:35:02:496 | Release
CA082348,A,1,D50829P02 OUTER TUBE-CS | D50829P02 OUTER TUBE-CS | Capability Study | A | Component Approval Document | Released |  | NO | 09/16/2020 10:35:02:371 | Release
CA082343,A,1,D50829P02 OUTER TUBE-CRR | D50829P02 OUTER TUBE-CRR | Component Requirements Review | A | Component Approval Document | Released |  | NO | 09/16/2020 10:35:02:136 | Release
CA082343,B,2,D50829P02 OUTER TUBE-CRR | D50829P02 OUTER TUBE-CRR | Component Requirements Review | B | Component Approval Document | Released |  | NO | 09/16/2020 10:35:02:011 | Release
CA082346,A,3,D50829P02 OUTER TUBE-FMEA | D50829P02 OUTER TUBE-FMEA | Supplier Process FMEA | A | Component Approval Document | Released |  | NO | 09/16/2020 10:35:01:902 | Release
CA082349,A,1,D50830G04 OUTER TUBE WITH HEAT SHRINK-CS | D50830G04 OUTER TUBE WITH HEAT SHRINK-CS | Capability Study | A | Component Approval Document | Released |  | NO | 09/16/2020 10:29:20:426 | Release
CA082352,A,3,D50830G04 OUTER TUBE WITH HEAT SHRINK-FAI | D50830G04 OUTER TUBE WITH HEAT SHRINK-FAI | First Article | A | Component Approval Document | Released |  | NO | 09/16/2020 10:29:20:066 | Release
CA082354,A,2,D50830G04 OUTER TUBE WITH HEAT SHRINK-PFMEA | D50830G04 OUTER TUBE WITH HEAT SHRINK-PFMEA | Supplier Process FMEA | A | Component Approval Document | Released |  | NO | 09/16/2020 10:29:19:957 | Release
CA082351,A,4,D50830G04 OUTER TUBE WITH HEAT SHRINK-CP | D50830G04 OUTER TUBE WITH HEAT SHRINK-CP | Control Plan | A | Component Approval Document | Released |  | NO | 09/16/2020 10:29:19:863 | Release
CA082355,A,1,D50830G04 OUTER TUBE WITH HEAT SHRINK-TRR | D50830G04 OUTER TUBE WITH HEAT SHRINK-TRR | Tooling Requirements Review (TRR) | A | Component Approval Document | Released |  | NO | 09/16/2020 10:29:19:754 | Release
CA082350,A,1,D50830G04 OUTER TUBE WITH HEAT SHRINK CRR | D50830G04 OUTER TUBE WITH HEAT SHRINK CRR | Component Requirements Review | A | Component Approval Document | Released |  | NO | 09/16/2020 10:29:19:535 | Release
CA082352,B,1,D50830G04 OUTER TUBE WITH HEAT SHRINK-FAI | D50830G04 OUTER TUBE WITH HEAT SHRINK-FAI | First Article | B | Component Approval Document | Released |  | NO | 09/16/2020 10:29:19:426 | Release
P2424,PF,2,Ethicon Endo-Surgery Instruction Sheet (P-Sheet) | Ethicon Endo-Surgery Instruction Sheet (P-Sheet) | Process Sheet (P-sheet) | PF | General Processing Document | In Review |  | NO | 09/16/2020 10:17:05:379 | WIP
SCN031320,Y,5,NSLX120L Material Biocompatibility Evaluation | NSLX120L Material Biocompatibility Evaluation | Material Biocompatibility Evaluation | Y | Scanned (Hardcopy) Item | In Review |  | NO | 09/15/2020 19:07:59:525 | WIP
SCN031320,X,3,NSLX120L Material Biocompatibility Evaluation | NSLX120L Material Biocompatibility Evaluation | Material Biocompatibility Evaluation | X | Scanned (Hardcopy) Item | Released |  | NO | 09/15/2020 15:16:39:839 | Release
SCN077678,A,2,2007-0153 Eric Roberson Vessel Measurement 07-29-20 _ 07-30-20 _ 08-04-30 | 2007-0153 Eric Roberson Vessel Measurement 07-29-20 _ 07-30-20 _ 08-04-30 | RDL Test Data | A | Scanned (Hardcopy) Item | Released |  | NO | 09/15/2020 11:53:08:252 | Release
SCN078650,A,1,2009-0049 CSZ 3 LCE Enseal NSLX120L Test BRICKETO2_09-03-20 | 2009-0049 CSZ 3 LCE Enseal NSLX120L Test BRICKETO2_09-03-20 | RDL Test Data | A | Scanned (Hardcopy) Item | Released |  | NO | 09/15/2020 11:43:30:536 | Release
PRC093423,B,2,Jabil Brick Duplication Bioburden Preparation Study | Jabil Brick Duplication Bioburden Preparation Study | None | B | Engineering Study | Released |  | NO | 09/15/2020 11:24:53:029 | Release
PRC093423,A,3,Jabil Brick Duplication Bioburden Preparation Study | Jabil Brick Duplication Bioburden Preparation Study | None | A | Engineering Study | Released |  | NO | 09/15/2020 11:24:52:279 | Release
SRC003067,A,1,EEPROM Parameters for NSLX120LR | EEPROM Parameters for NSLX120LR | Product Software/Firmware | A | Software (Source Code) | Working |  | NO | 09/14/2020 16:55:40:816 | WIP
DOC021843,A,3,Brick Pre-DCAF review | Brick Pre-DCAF review | Collaborative Labeling Development Process | A | EPI Generic Document | Working |  | YES | 09/14/2020 15:09:16:743 | NA_cschuman
DOC021843,A,2,Brick Pre-DCAF review | Brick Pre-DCAF review | Collaborative Labeling Development Process | A | EPI Generic Document | In Review |  | NO | 09/14/2020 15:09:16:462 | WIP
SCN019573,AV,1,Energy - Electrosurgical and Ultrasonic Surgical (compatible with GEN11) FRM002226 | Energy - Electrosurgical and Ultrasonic Surgical (compatible with GEN11) FRM002226 | Harmonized Standard List | AV | Scanned (Hardcopy) Item | Released |  | NO | 09/14/2020 13:33:07:167 | Release
SCN019573,AK,1,Energy - Electrosurgical and Ultrasonic Surgical (compatible with GEN11) FRM002226 | Energy - Electrosurgical and Ultrasonic Surgical (compatible with GEN11) FRM002226 | Harmonized Standard List | AK | Scanned (Hardcopy) Item | Released |  | NO | 09/14/2020 13:32:36:463 | Release
SCN019573,AL,3,Energy - Electrosurgical and Ultrasonic Surgical (compatible with GEN11) FRM002226 | Energy - Electrosurgical and Ultrasonic Surgical (compatible with GEN11) FRM002226 | Harmonized Standard List | AL | Scanned (Hardcopy) Item | Released |  | NO | 09/14/2020 13:32:35:698 | Release
SCN019573,AM,1,Energy - Electrosurgical and Ultrasonic Surgical (compatible with GEN11) FRM002226 | Energy - Electrosurgical and Ultrasonic Surgical (compatible with GEN11) FRM002226 | Harmonized Standard List | AM | Scanned (Hardcopy) Item | Released |  | NO | 09/14/2020 13:32:35:182 | Release
SCN019573,AN,1,Energy - Electrosurgical and Ultrasonic Surgical (compatible with GEN11) FRM002226 | Energy - Electrosurgical and Ultrasonic Surgical (compatible with GEN11) FRM002226 | Harmonized Standard List | AN | Scanned (Hardcopy) Item | Released |  | NO | 09/14/2020 13:32:34:448 | Release
SCN019573,AP,3,Energy - Electrosurgical and Ultrasonic Surgical (compatible with GEN11) FRM002226 | Energy - Electrosurgical and Ultrasonic Surgical (compatible with GEN11) FRM002226 | Harmonized Standard List | AP | Scanned (Hardcopy) Item | Released |  | NO | 09/14/2020 13:32:33:448 | Release
SCN019573,AR,1,Energy - Electrosurgical and Ultrasonic Surgical (compatible with GEN11) FRM002226 | Energy - Electrosurgical and Ultrasonic Surgical (compatible with GEN11) FRM002226 | Harmonized Standard List | AR | Scanned (Hardcopy) Item | Released |  | NO | 09/14/2020 13:32:32:948 | Release
SCN019573,AS,2,Energy - Electrosurgical and Ultrasonic Surgical (compatible with GEN11) FRM002226 | Energy - Electrosurgical and Ultrasonic Surgical (compatible with GEN11) FRM002226 | Harmonized Standard List | AS | Scanned (Hardcopy) Item | Released |  | NO | 09/14/2020 13:32:32:291 | Release
SCN019573,AT,1,Energy - Electrosurgical and Ultrasonic Surgical (compatible with GEN11) FRM002226 | Energy - Electrosurgical and Ultrasonic Surgical (compatible with GEN11) FRM002226 | Harmonized Standard List | AT | Scanned (Hardcopy) Item | Released |  | NO | 09/14/2020 13:32:31:776 | Release
SCN019573,AU,1,Energy - Electrosurgical and Ultrasonic Surgical (compatible with GEN11) FRM002226 | Energy - Electrosurgical and Ultrasonic Surgical (compatible with GEN11) FRM002226 | Harmonized Standard List | AU | Scanned (Hardcopy) Item | Released |  | NO | 09/14/2020 13:32:31:276 | Release
PR001372,H,1,Process Specification for ENSEAL X1 20 cm Shaft Large Jaw - Device | Process Specification for ENSEAL X1 20 cm Shaft Large Jaw - Device | Process Specification (PS) | H | General Processing Document | Released |  | NO | 09/14/2020 10:23:06:211 | Release
PR001352,E,3,Manufacturing Control Plan | Manufacturing Control Plan | Manufacturing Process Control Plan | E | General Processing Document | Released |  | NO | 09/14/2020 10:23:03:867 | Release
PR001372,A,8,Process Specification for ENSEAL X1 20 cm Shaft Large Jaw - Device | Process Specification for ENSEAL X1 20 cm Shaft Large Jaw - Device | Process Specification (PS) | A | General Processing Document | Released |  | NO | 09/14/2020 10:23:02:805 | Release
TRP001486,C,1,Operation Training for Device Gap measurement | Operation Training for Device Gap measurement | None | C | Assembly Operation | Released |  | NO | 09/14/2020 10:23:02:055 | Release
PR001372,B,8,Process Specification for ENSEAL X1 20 cm Shaft Large Jaw - Device | Process Specification for ENSEAL X1 20 cm Shaft Large Jaw - Device | Process Specification (PS) | B | General Processing Document | Released |  | NO | 09/14/2020 10:23:01:805 | Release
PR001352,A,12,Manufacturing Control Plan | Manufacturing Control Plan | Manufacturing Process Control Plan | A | General Processing Document | Released |  | NO | 09/14/2020 10:23:01:446 | Release
PR001372,C,3,Process Specification for ENSEAL X1 20 cm Shaft Large Jaw - Device | Process Specification for ENSEAL X1 20 cm Shaft Large Jaw - Device | Process Specification (PS) | C | General Processing Document | Released |  | NO | 09/14/2020 10:23:01:289 | Release
PR001352,B,4,Manufacturing Control Plan | Manufacturing Control Plan | Manufacturing Process Control Plan | B | General Processing Document | Released |  | NO | 09/14/2020 10:23:00:836 | Release
PR001372,D,3,Process Specification for ENSEAL X1 20 cm Shaft Large Jaw - Device | Process Specification for ENSEAL X1 20 cm Shaft Large Jaw - Device | Process Specification (PS) | D | General Processing Document | Released |  | NO | 09/14/2020 10:23:00:758 | Release
PR001372,E,3,Process Specification for ENSEAL X1 20 cm Shaft Large Jaw - Device | Process Specification for ENSEAL X1 20 cm Shaft Large Jaw - Device | Process Specification (PS) | E | General Processing Document | Released |  | NO | 09/14/2020 10:23:00:367 | Release
PR001352,C,5,Manufacturing Control Plan | Manufacturing Control Plan | Manufacturing Process Control Plan | C | General Processing Document | Released |  | NO | 09/14/2020 10:23:00:180 | Release
TRP001486,A,7,Operation Training for Device Gap measurement | Operation Training for Device Gap measurement | None | A | Assembly Operation | Released |  | NO | 09/14/2020 10:23:00:024 | Release
PR001372,F,2,Process Specification for ENSEAL X1 20 cm Shaft Large Jaw - Device | Process Specification for ENSEAL X1 20 cm Shaft Large Jaw - Device | Process Specification (PS) | F | General Processing Document | Released |  | NO | 09/14/2020 10:22:59:852 | Release
TRP001486,B,5,Operation Training for Device Gap measurement | Operation Training for Device Gap measurement | None | B | Assembly Operation | Released |  | NO | 09/14/2020 10:22:59:492 | Release
PR001352,D,6,Manufacturing Control Plan | Manufacturing Control Plan | Manufacturing Process Control Plan | D | General Processing Document | Released |  | NO | 09/14/2020 10:22:59:461 | Release
PR001372,G,4,Process Specification for ENSEAL X1 20 cm Shaft Large Jaw - Device | Process Specification for ENSEAL X1 20 cm Shaft Large Jaw - Device | Process Specification (PS) | G | General Processing Document | Released |  | NO | 09/14/2020 10:22:59:445 | Release
TR000029,DE,3,Training Manual For Cleaning And DryFilm RA Lubrication Process | Training Manual For Cleaning And DryFilm RA Lubrication Process | None | DE | Assembly Training Manual | In Review |  | NO | 09/11/2020 11:52:50:455 | WIP
SCN009169,AC,2,External Standards for the Stanley generator | External Standards for the Stanley generator | None | AC | Scanned (Hardcopy) Item | Released |  | NO | 09/11/2020 11:01:40:605 | Release
SCN009169,W,2,External Standards for the Stanley generator | External Standards for the Stanley generator | None | W | Scanned (Hardcopy) Item | Released |  | NO | 09/11/2020 11:01:28:668 | Release
SCN009169,X,1,External Standards for the Stanley generator | External Standards for the Stanley generator | None | X | Scanned (Hardcopy) Item | Released |  | NO | 09/11/2020 11:01:28:152 | Release
SCN009169,Y,1,External Standards for the Stanley generator | External Standards for the Stanley generator | None | Y | Scanned (Hardcopy) Item | Released |  | NO | 09/11/2020 11:01:27:512 | Release
SCN009169,Z,1,External Standards for the Stanley generator | External Standards for the Stanley generator | None | Z | Scanned (Hardcopy) Item | Released |  | NO | 09/11/2020 11:01:26:699 | Release
SCN009169,AA,3,External Standards for the Stanley generator | External Standards for the Stanley generator | None | AA | Scanned (Hardcopy) Item | Released |  | NO | 09/11/2020 11:01:26:121 | Release
SCN009169,AB,6,External Standards for the Stanley generator | External Standards for the Stanley generator | None | AB | Scanned (Hardcopy) Item | Released |  | NO | 09/11/2020 11:01:25:449 | Release
SCN034386,F,4,Chemical Biocompatibility Torres & Independencia | Chemical Biocompatibility Torres & Independencia | None | F | Scanned (Hardcopy) Item | Released |  | NO | 09/11/2020 09:36:37:338 | Release
SCN034386,G,4,Chemical Biocompatibility Torres & Independencia | Chemical Biocompatibility Torres & Independencia | None | G | Scanned (Hardcopy) Item | Released |  | NO | 09/11/2020 09:35:53:679 | Release
CA074707,B,4,Medical Cleaning Station with Bell-Mark Printer | Medical Cleaning Station with Bell-Mark Printer | Equipment Requirements Review | B | Component Approval Document | Released |  | NO | 09/10/2020 18:27:32:950 | Release
CA075339,B,2,Medical Cleaning Station with Bell-Mark Printer | Medical Cleaning Station with Bell-Mark Printer | Equipment Requirements Review | B | Component Approval Document | Released |  | NO | 09/10/2020 18:27:32:450 | Release
CA075244,A,3,Medical Cleaning Station with Bell-Mark Printer | Medical Cleaning Station with Bell-Mark Printer | Equipment Requirements Review | A | Component Approval Document | Released |  | NO | 09/10/2020 18:27:30:044 | Release
CA075887,A,2,LC EOL Medical Cleaning Station with Bellmark Printer | LC EOL Medical Cleaning Station with Bellmark Printer | Equipment Requirements Review | A | Component Approval Document | Released |  | NO | 09/10/2020 18:27:29:294 | Release
CA067053,A,5,Static Clean Station | Static Clean Station | Equipment Requirements Review | A | Component Approval Document | Released |  | NO | 09/10/2020 18:27:28:106 | Release
CA079466,C,3,Equipment Requirements Review for MCS and Bell Mark Printer Station E19326 | Equipment Requirements Review for MCS and Bell Mark Printer Station E19326 | Equipment Requirements Review | C | Component Approval Document | Released |  | NO | 09/10/2020 18:27:27:309 | Release
CA079466,B,2,Equipment Requirements Review for MCS and Bell Mark Printer Station E19326 | Equipment Requirements Review for MCS and Bell Mark Printer Station E19326 | Equipment Requirements Review | B | Component Approval Document | Released |  | NO | 09/10/2020 18:27:26:559 | Release
CA083517,A,2,Vineyard - Brick - MCS ERR | Vineyard - Brick - MCS ERR | Equipment Requirements Review | A | Component Approval Document | Released |  | NO | 09/10/2020 18:27:26:090 | Release
CA079466,D,3,Equipment Requirements Review for MCS and Bell Mark Printer Station E19326 | Equipment Requirements Review for MCS and Bell Mark Printer Station E19326 | Equipment Requirements Review | D | Component Approval Document | Released |  | NO | 09/10/2020 18:27:24:481 | Release
CA071054,C,4,Equipment requirement for Integrated foreign matter workstation with tyvek printer | Equipment requirement for Integrated foreign matter workstation with tyvek printer | Equipment Requirements Review | C | Component Approval Document | Released |  | NO | 09/10/2020 18:27:24:028 | Release
CA080527,A,5,LIGAMAX Medical Clean Station with Bellmark Printer and roller table | LIGAMAX Medical Clean Station with Bellmark Printer and roller table | Equipment Requirements Review | A | Component Approval Document | Released |  | NO | 09/10/2020 18:27:23:544 | Release
CA081642,A,2,Orchard - Brick - Carton Labeling ERR | Orchard - Brick - Carton Labeling ERR | Equipment Requirements Review | A | Component Approval Document | Released |  | NO | 09/10/2020 17:53:51:571 | Release
CA075343,B,2,Label Printer for Single Unit Box | Label Printer for Single Unit Box | Equipment Requirements Review | B | Component Approval Document | Released |  | NO | 09/10/2020 17:53:50:852 | Release
CA075891,A,2,LC EOL Label Printer for Single Box | LC EOL Label Printer for Single Box | Equipment Requirements Review | A | Component Approval Document | Released |  | NO | 09/10/2020 17:53:50:508 | Release
CA076231,C,3,TE Menlo Park Re-location D38178P01- Trident | TE Menlo Park Re-location D38178P01- Trident | Supplier Process Change | C | Component Approval Document | Released |  | NO | 09/10/2020 17:40:15:819 | Release
CA076231,A,3,TE Menlo Park Re-location D38178P01- Trident | TE Menlo Park Re-location D38178P01- Trident | Supplier Process Change | A | Component Approval Document | Released |  | NO | 09/10/2020 17:40:14:757 | Release
CA076231,B,3,TE Menlo Park Re-location D38178P01- Trident | TE Menlo Park Re-location D38178P01- Trident | Supplier Process Change | B | Component Approval Document | Released |  | NO | 09/10/2020 17:40:14:366 | Release
TRP001555,F,1,Shipper Packaging | Shipper Packaging | None | F | Assembly Operation | Released |  | NO | 09/10/2020 05:03:35:343 | Release
TRP001555,A,5,Shipper Packaging | Shipper Packaging | None | A | Assembly Operation | Released |  | NO | 09/10/2020 05:03:31:468 | Release
TRP001555,B,3,Shipper Packaging | Shipper Packaging | None | B | Assembly Operation | Released |  | NO | 09/10/2020 05:03:30:624 | Release
TRP001555,C,5,Shipper Packaging | Shipper Packaging | None | C | Assembly Operation | Released |  | NO | 09/10/2020 05:03:29:890 | Release
TRP001555,D,2,Shipper Packaging | Shipper Packaging | None | D | Assembly Operation | Released |  | NO | 09/10/2020 05:03:29:421 | Release
TRP001555,E,3,Shipper Packaging | Shipper Packaging | None | E | Assembly Operation | Released |  | NO | 09/10/2020 05:03:28:765 | Release
PRC077099,G,5,SV for Jaw Gap Measurement Equipment E17118/G01B Brick Device Line #149 | SV for Jaw Gap Measurement Equipment E17118/G01B Brick Device Line #149 | Protocol Software Validation | G | Protocol | Released |  | NO | 09/09/2020 18:03:30:030 | Release
PRC077099,A,3,SV for Jaw Gap Measurement Equipment E17118/G01B Brick Device Line #149 | SV for Jaw Gap Measurement Equipment E17118/G01B Brick Device Line #149 | Protocol Software Validation | A | Protocol | Released |  | NO | 09/09/2020 18:03:28:936 | Release
PRC077099,B,5,SV for Jaw Gap Measurement Equipment E17118/G01B Brick Device Line #149 | SV for Jaw Gap Measurement Equipment E17118/G01B Brick Device Line #149 | Protocol Software Validation | B | Protocol | Released |  | NO | 09/09/2020 18:03:28:202 | Release
PRC077099,C,2,SV for Jaw Gap Measurement Equipment E17118/G01B Brick Device Line #149 | SV for Jaw Gap Measurement Equipment E17118/G01B Brick Device Line #149 | Protocol Software Validation | C | Protocol | Released |  | NO | 09/09/2020 18:03:27:389 | Release
PRC077099,D,2,SV for Jaw Gap Measurement Equipment E17118/G01B Brick Device Line #149 | SV for Jaw Gap Measurement Equipment E17118/G01B Brick Device Line #149 | Protocol Software Validation | D | Protocol | Released |  | NO | 09/09/2020 18:03:26:749 | Release
PRC077099,E,1,SV for Jaw Gap Measurement Equipment E17118/G01B Brick Device Line #149 | SV for Jaw Gap Measurement Equipment E17118/G01B Brick Device Line #149 | Protocol Software Validation | E | Protocol | Released |  | NO | 09/09/2020 18:03:26:108 | Release
PRC077099,F,5,SV for Jaw Gap Measurement Equipment E17118/G01B Brick Device Line #149 | SV for Jaw Gap Measurement Equipment E17118/G01B Brick Device Line #149 | Protocol Software Validation | F | Protocol | Released |  | NO | 09/09/2020 18:03:25:608 | Release
TR5010,EH,5,Training Manual for the Lubrication with Sodium Stearate in Open Manufacturing | Training Manual for the Lubrication with Sodium Stearate in Open Manufacturing | None | EH | Assembly Training Manual | Released |  | NO | 09/09/2020 17:05:52:492 | Release
PR000250,BE,3,Condition P - Sodium Stearate Lubrication | Condition P - Sodium Stearate Lubrication | Photographic Document | BE | General Processing Document | Released |  | NO | 09/09/2020 17:05:52:085 | Release
PRC075442,B,4,SV for Jaw Gap Mesurement Equipment E17118/G01A Brick Shaft Line #147 | SV for Jaw Gap Mesurement Equipment E17118/G01A Brick Shaft Line #147 | Protocol Software Validation | B | Protocol | Released |  | NO | 09/09/2020 12:39:08:648 | Release
PRC075442,A,3,SV for Jaw Gap Mesurement Equipment E17118/G01A Brick Shaft Line #147 | SV for Jaw Gap Mesurement Equipment E17118/G01A Brick Shaft Line #147 | Protocol Software Validation | A | Protocol | Released |  | NO | 09/09/2020 12:39:07:320 | Release
CA080504,B,1,CEA Cables Molding Machine Validation | CEA Cables Molding Machine Validation | Supplier Process Change | B | Component Approval Document | Released |  | NO | 09/08/2020 16:54:47:208 | Release
CA080504,A,3,CEA Cables Molding Machine Validation | CEA Cables Molding Machine Validation | Supplier Process Change | A | Component Approval Document | Released |  | NO | 09/08/2020 16:54:46:317 | Release
TR011073,C,3,Training Manual for Shaft line 147 of Brick | Training Manual for Shaft line 147 of Brick | None | C | Assembly Training Manual | Released |  | NO | 09/08/2020 14:48:52:459 | Release
TR5010,EJ,2,Training Manual for the Lubrication with Sodium Stearate in Open Manufacturing | Training Manual for the Lubrication with Sodium Stearate in Open Manufacturing | None | EJ | Assembly Training Manual | In Review |  | NO | 09/08/2020 13:24:18:668 | WIP
PR000250,BF,2,Condition P - Sodium Stearate Lubrication | Condition P - Sodium Stearate Lubrication | Photographic Document | BF | General Processing Document | In Review |  | NO | 09/08/2020 13:22:04:449 | WIP
PRC095761,A,2,D38178P01/02 Active Rod heat shrink TE relocation manufacturing operations | D38178P01/02 Active Rod heat shrink TE relocation manufacturing operations | None | A | Completion Report | Released |  | NO | 09/08/2020 13:04:52:884 | Release
CA079791,B,3,D38461G04 Cable Assembly Control Plan / PFMEA | D38461G04 Cable Assembly Control Plan / PFMEA | Control Plan | B | Component Approval Document | Released |  | NO | 09/04/2020 18:17:42:536 | Release
CA079791,A,4,D38461G04 Cable Assembly-CP | D38461G04 Cable Assembly-CP | Control Plan | A | Component Approval Document | Released |  | NO | 09/04/2020 18:17:41:880 | Release
PRC089305,B,8,Jabil Associates Training Open Manufacturing Orchard | Jabil Associates Training Open Manufacturing Orchard | None | B | Engineering Study | Released |  | NO | 09/04/2020 18:14:43:254 | Release
PRC089305,A,4,Jabil Associates Training Open Manufacturing Orchard | Jabil Associates Training Open Manufacturing Orchard | None | A | Engineering Study | Released |  | NO | 09/04/2020 18:14:42:504 | Release
CA079788,B,2,D38461G03_Cable Assembly Overmold_CP | D38461G03_Cable Assembly Overmold_CP | Control Plan | B | Component Approval Document | Released |  | NO | 09/04/2020 17:50:13:614 | Release
CA079788,A,3,D38461G03_Cable Assembly Overmold_CP | D38461G03_Cable Assembly Overmold_CP | Control Plan | A | Component Approval Document | Released |  | NO | 09/04/2020 17:50:12:895 | Release
CA077934,B,3,D38461G02_CABLE ASSEMBLY OVERMOLD_CP | D38461G02_CABLE ASSEMBLY OVERMOLD_CP | Control Plan | B | Component Approval Document | Released |  | NO | 09/04/2020 17:37:32:495 | Release
CA077934,A,3,D38461G02_CABLE ASSEMBLY OVERMOLD_CP | D38461G02_CABLE ASSEMBLY OVERMOLD_CP | Control Plan | A | Component Approval Document | Released |  | NO | 09/04/2020 17:37:31:807 | Release
CA069008,E,1,D38461G01 - Brick Cable Assembly Control Plan | D38461G01 - Brick Cable Assembly Control Plan | Control Plan | E | Component Approval Document | Released |  | NO | 09/04/2020 12:23:33:725 | Release
CA069008,A,2,PCP Overmold Cable Assembly, Brick | PCP Overmold Cable Assembly, Brick | Control Plan | A | Component Approval Document | Released |  | NO | 09/04/2020 12:23:32:803 | Release
CA069008,B,1,PCP Overmold Cable Assembly, Brick | PCP Overmold Cable Assembly, Brick | Control Plan | B | Component Approval Document | Released |  | NO | 09/04/2020 12:23:32:459 | Release
SRC002655,E,2,Software for Jaw Gap Measurement Equipment E17118/ES1793 Brick Device Line #149 | Software for Jaw Gap Measurement Equipment E17118/ES1793 Brick Device Line #149 | Equipment Software | E | Software (Source Code) | Working |  | NO | 09/03/2020 19:04:35:039 | WIP
SRC002565,B,2,Software for Jaw Gap Mesurement Equipment E17118 | Software for Jaw Gap Mesurement Equipment E17118 | Equipment Software | B | Software (Source Code) | Working |  | NO | 09/03/2020 19:02:53:055 | WIP
PRC077100,G,2,CR for Jaw Gap Measurement Equipment E17118/G01B Brick Device Line #149 SV | CR for Jaw Gap Measurement Equipment E17118/G01B Brick Device Line #149 SV | None | G | Completion Report | Working |  | NO | 09/03/2020 18:58:46:460 | WIP
PRC075443,B,2,SV for Jaw Gap Measurement Equipment E17118 Brick Shaft Line #147 | SV for Jaw Gap Measurement Equipment E17118 Brick Shaft Line #147 | None | B | Completion Report | Working |  | NO | 09/03/2020 18:55:02:851 | WIP
PRC093254,B,2,CR - Jabil Associates Training Buccaneer - Vineyard | CR - Jabil Associates Training Buccaneer - Vineyard | None | B | Completion Report | Working |  | NO | 09/03/2020 11:52:11:863 | WIP
PRC093254,A,2,CR - Jabil Associates Training Buccaneer - Vineyard | CR - Jabil Associates Training Buccaneer - Vineyard | None | A | Completion Report | Released |  | NO | 09/03/2020 11:51:23:316 | Release
PRC091463,B,4,CR - Jabil Associates Training Brick - Vineyard | CR - Jabil Associates Training Brick - Vineyard | None | B | Completion Report | Released |  | NO | 09/02/2020 18:23:35:962 | Release
PRC091463,A,1,CR - Jabil Associates Training Brick - Vineyard | CR - Jabil Associates Training Brick - Vineyard | None | A | Completion Report | Released |  | NO | 09/02/2020 18:23:35:118 | Release
CA082983,A,2,SPCR - D30873G01 - PI-1 - Layout Reorganization | SPCR - D30873G01 - PI-1 - Layout Reorganization | Supplier Process Change | A | Component Approval Document | Released |  | NO | 09/02/2020 17:52:04:583 | Release
CA082983,B,2,SPCR - D30873G01 - PI-1 - Layout Reorganization | SPCR - D30873G01 - PI-1 - Layout Reorganization | Supplier Process Change | B | Component Approval Document | Released |  | NO | 09/02/2020 17:52:04:317 | Release
CA072835,A,1,SPCR for PCB Board Pin Plating | SPCR for PCB Board Pin Plating | Supplier Process Change | A | Component Approval Document | Released |  | NO | 09/02/2020 17:52:02:552 | Release
CA072835,B,2,SPCR for PCB Board Pin Plating | SPCR for PCB Board Pin Plating | Supplier Process Change | B | Component Approval Document | Released |  | NO | 09/02/2020 17:52:02:474 | Release
CA084735,A,2,FAI Buccaneer, Brick & Eagle Art Cables Sub-Assemblies (New Molding Machine) | FAI Buccaneer, Brick & Eagle Art Cables Sub-Assemblies (New Molding Machine) | First Article | A | Component Approval Document | Released |  | NO | 09/02/2020 17:52:01:833 | Release
FB003180,U,2,Fact book for VMP - EnSeal | Fact book for VMP - EnSeal | Mfg-Site VMP LOG | U | Fact Book | Released |  | NO | 09/02/2020 11:10:12:693 | Release
PRC097189,A,2,ENSEAL G2 Super Jaw ENSEAL HI-Pot RF Rework | ENSEAL G2 Super Jaw ENSEAL HI-Pot RF Rework | None | A | Completion Report | Released |  | NO | 08/31/2020 19:18:17:393 | Release
SCN076805,A,4,Brick Jabil Device GR&Rs | Brick Jabil Device GR&Rs | None | A | Scanned (Hardcopy) Item | Released |  | NO | 08/31/2020 17:47:26:132 | Release
SCN076804,A,4,Brick/Jabil Shaft GR&Rs | Brick/Jabil Shaft GR&Rs | None | A | Scanned (Hardcopy) Item | Released |  | NO | 08/31/2020 17:24:16:286 | Release
SCN076806,A,4,Brick/Jabil EOLP GR&Rs | Brick/Jabil EOLP GR&Rs | None | A | Scanned (Hardcopy) Item | Released |  | NO | 08/31/2020 17:23:47:848 | Release
PRC096212,A,2,Brick Pre-DVT build with MIM Jaws by alternate supplier Indo MIM | Brick Pre-DVT build with MIM Jaws by alternate supplier Indo MIM | None | A | Engineering Study | Released |  | NO | 08/31/2020 17:11:06:612 | Release
PRC088875,B,2,Brick E17117 PVA Station Attribute GR&R Completion Report | Brick E17117 PVA Station Attribute GR&R Completion Report | None | B | Completion Report | Released |  | NO | 08/31/2020 17:10:26:800 | Release
PRC088875,A,4,Brick E17117 PVA Station Attribute GR&R Completion Report | Brick E17117 PVA Station Attribute GR&R Completion Report | None | A | Completion Report | Released |  | NO | 08/31/2020 17:10:26:034 | Release
PRC088905,B,1,ECR*945 Brick Shaft Line OP20 E17119 Electrode Assembly GR&R Completion Report | ECR*945 Brick Shaft Line OP20 E17119 Electrode Assembly GR&R Completion Report | None | B | Completion Report | Released |  | NO | 08/31/2020 16:41:27:546 | Release
PRC096031,A,2,ECR2041 Pre-DV Device Build Completion Report | ECR2041 Pre-DV Device Build Completion Report | None | A | Completion Report | Released |  | NO | 08/31/2020 16:04:06:651 | Release
PRC097389,A,3,Sales Demo Device Build 2020 | Sales Demo Device Build 2020 | None | A | Engineering Study | Released |  | NO | 08/28/2020 16:54:20:145 | Release
SCN058623,B,2,Device Biocompatibility Approval Memo for ENSEAL X1 Tissue Sealer, Curved Jaw non-articulating | Device Biocompatibility Approval Memo for ENSEAL X1 Tissue Sealer, Curved Jaw non-articulating | DBAM | B | Scanned (Hardcopy) Item | Released |  | NO | 08/27/2020 14:43:23:494 | Release
SCN010119,N,1,Gen11 Device Pin ID Resistive ID Switch Logic | Gen11 Device Pin ID Resistive ID Switch Logic | None | N | Scanned (Hardcopy) Item | Released |  | NO | 08/25/2020 12:59:23:264 | Release
SCN010119,H,3,Gen11 Device Pin ID Resistive ID Switch Logic | Gen11 Device Pin ID Resistive ID Switch Logic | None | H | Scanned (Hardcopy) Item | Released |  | NO | 08/25/2020 12:59:18:983 | Release
SCN010119,J,3,Gen11 Device Pin ID Resistive ID Switch Logic | Gen11 Device Pin ID Resistive ID Switch Logic | None | J | Scanned (Hardcopy) Item | Released |  | NO | 08/25/2020 12:59:18:546 | Release
SCN010119,K,1,Gen11 Device Pin ID Resistive ID Switch Logic | Gen11 Device Pin ID Resistive ID Switch Logic | None | K | Scanned (Hardcopy) Item | Released |  | NO | 08/25/2020 12:59:18:139 | Release
SCN010119,L,1,Gen11 Device Pin ID Resistive ID Switch Logic | Gen11 Device Pin ID Resistive ID Switch Logic | None | L | Scanned (Hardcopy) Item | Released |  | NO | 08/25/2020 12:59:17:608 | Release
SCN010119,M,1,Gen11 Device Pin ID Resistive ID Switch Logic | Gen11 Device Pin ID Resistive ID Switch Logic | None | M | Scanned (Hardcopy) Item | Released |  | NO | 08/25/2020 12:59:16:983 | Release
PRC096333,B,5,Steris - EO Residual Samples | Steris - EO Residual Samples | None | B | Engineering Study | Released |  | NO | 08/21/2020 19:21:16:034 | Release
PRC096333,A,4,Steris - EO Residual Samples | Steris - EO Residual Samples | None | A | Engineering Study | Released |  | NO | 08/21/2020 19:21:15:284 | Release
CA079631,A,1,D43308G03_CABLE ASSEMBLY, OVERMOLD_CP | D43308G03_CABLE ASSEMBLY, OVERMOLD_CP | Control Plan | A | Component Approval Document | Released |  | NO | 08/20/2020 17:43:47:881 | Release
CA079634,A,2,D43308G04_CABLE ASSEMBLY, OVERMOLD_PFMEA | D43308G04_CABLE ASSEMBLY, OVERMOLD_PFMEA | Supplier Process FMEA | A | Component Approval Document | Released |  | NO | 08/20/2020 17:43:47:724 | Release
CA079632,A,2,D43308G03_CABLE ASSEMBLY, OVERMOLD_PFMEA | D43308G03_CABLE ASSEMBLY, OVERMOLD_PFMEA | Supplier Process FMEA | A | Component Approval Document | Released |  | NO | 08/20/2020 17:43:47:568 | Release
CA074539,B,2,D43308-BRICK OVERMOLDED CABLE ASSEMBLY-CP | D43308-BRICK OVERMOLDED CABLE ASSEMBLY-CP | Control Plan | B | Component Approval Document | Released |  | NO | 08/20/2020 17:43:47:396 | Release
CA079039,A,2,D43308G02 CABLE ASSEMBLY, OVERMOLD-CS | D43308G02 CABLE ASSEMBLY, OVERMOLD-CS | Capability Study | A | Component Approval Document | Released |  | NO | 08/20/2020 17:43:47:099 | Release
CA079040,A,2,D43308G02 CABLE ASSEMBLY, OVERMOLD-PFMEA | D43308G02 CABLE ASSEMBLY, OVERMOLD-PFMEA | Supplier Process FMEA | A | Component Approval Document | Released |  | NO | 08/20/2020 17:43:46:553 | Release
CA079041,A,2,D43308G02 CABLE ASSEMBLY, OVERMOLD-CP | D43308G02 CABLE ASSEMBLY, OVERMOLD-CP | Control Plan | A | Component Approval Document | Released |  | NO | 08/20/2020 17:43:46:318 | Release
CA074540,B,1,D43308-FAI | D43308-FAI | First Article | B | Component Approval Document | Released |  | NO | 08/20/2020 17:43:46:178 | Release
CA074544,A,2,D44153-CRR | D44153-CRR | Component Requirements Review | A | Component Approval Document | Released |  | NO | 08/20/2020 17:43:46:053 | Release
CA074542,A,2,D43308-PFMEA | D43308-PFMEA | Supplier Process FMEA | A | Component Approval Document | Released |  | NO | 08/20/2020 17:43:45:865 | Release
CA074539,A,1,D43308-CP | D43308-CP | Control Plan | A | Component Approval Document | Released |  | NO | 08/20/2020 17:43:45:724 | Release
CA074541,A,6,D43308-ISheet | D43308-ISheet | Inspection Sheet RMI | A | Component Approval Document | Released |  | NO | 08/20/2020 17:43:45:568 | Release
CA079038,A,5,D43308G02 CABLE ASSEMBLY, OVERMOLD-FAI | D43308G02 CABLE ASSEMBLY, OVERMOLD-FAI | First Article | A | Component Approval Document | Released |  | NO | 08/20/2020 17:43:44:818 | Release
CA074540,A,2,D43308-FAI | D43308-FAI | First Article | A | Component Approval Document | Released |  | NO | 08/20/2020 17:43:44:646 | Release
CA079633,B,1,D43308G04_CABLE ASSEMBLY, OVERMOLD_CP | D43308G04_CABLE ASSEMBLY, OVERMOLD_CP | Control Plan | B | Component Approval Document | Released |  | NO | 08/20/2020 17:43:44:443 | Release
CA079631,B,1,D43308G03_CABLE ASSEMBLY, OVERMOLD_CP | D43308G03_CABLE ASSEMBLY, OVERMOLD_CP | Control Plan | B | Component Approval Document | Released |  | NO | 08/20/2020 17:43:44:318 | Release
CA079875,A,2,D43308G04_CABLE ASSEMBLY OVERMOLD_FAI | D43308G04_CABLE ASSEMBLY OVERMOLD_FAI | First Article | A | Component Approval Document | Released |  | NO | 08/20/2020 17:43:43:724 | Release
CA079874,A,2,D43308G03_CABLE ASSEMBLY OVERMOLD_FAI | D43308G03_CABLE ASSEMBLY OVERMOLD_FAI | First Article | A | Component Approval Document | Released |  | NO | 08/20/2020 17:43:43:553 | Release
CA079633,A,1,D43308G04_CABLE ASSEMBLY, OVERMOLD_CP | D43308G04_CABLE ASSEMBLY, OVERMOLD_CP | Control Plan | A | Component Approval Document | Released |  | NO | 08/20/2020 17:43:43:412 | Release
PRC086448,A,1,Insulator Spacer DV Build | Insulator Spacer DV Build | None | A | Engineering Study | Released |  | NO | 08/20/2020 16:43:41:264 | Release
PS4077,BY,4,Process Specification for EO Sterilized Products at Isomedix | Process Specification for EO Sterilized Products at Isomedix | Process Specification (PS) | BY | General Processing Document | Released |  | NO | 08/20/2020 07:53:11:739 | Release
TR5010,DH,2,Training Manual for the Lubrication with Sodium Stearate in Open Manufacturing | Training Manual for the Lubrication with Sodium Stearate in Open Manufacturing | None | DH | Assembly Training Manual | Released |  | NO | 08/20/2020 05:04:02:288 | Release
TR5010,DJ,3,Training Manual for the Lubrication with Sodium Stearate in Open Manufacturing | Training Manual for the Lubrication with Sodium Stearate in Open Manufacturing | None | DJ | Assembly Training Manual | Released |  | NO | 08/20/2020 05:04:01:022 | Release
TR5010,DK,6,Training Manual for the Lubrication with Sodium Stearate in Open Manufacturing | Training Manual for the Lubrication with Sodium Stearate in Open Manufacturing | None | DK | Assembly Training Manual | Released |  | NO | 08/20/2020 05:03:59:601 | Release
TR5010,DL,8,Training Manual for the Lubrication with Sodium Stearate in Open Manufacturing | Training Manual for the Lubrication with Sodium Stearate in Open Manufacturing | None | DL | Assembly Training Manual | Released |  | NO | 08/20/2020 05:03:58:694 | Release
TR5010,DM,4,Training Manual for the Lubrication with Sodium Stearate in Open Manufacturing | Training Manual for the Lubrication with Sodium Stearate in Open Manufacturing | None | DM | Assembly Training Manual | Released |  | NO | 08/20/2020 05:03:57:882 | Release
TR5010,DN,7,Training Manual for the Lubrication with Sodium Stearate in Open Manufacturing | Training Manual for the Lubrication with Sodium Stearate in Open Manufacturing | None | DN | Assembly Training Manual | Released |  | NO | 08/20/2020 05:03:56:866 | Release
TR5010,DP,6,Training Manual for the Lubrication with Sodium Stearate in Open Manufacturing | Training Manual for the Lubrication with Sodium Stearate in Open Manufacturing | None | DP | Assembly Training Manual | Released |  | NO | 08/20/2020 05:03:55:913 | Release
TR5010,DR,7,Training Manual for the Lubrication with Sodium Stearate in Open Manufacturing | Training Manual for the Lubrication with Sodium Stearate in Open Manufacturing | None | DR | Assembly Training Manual | Released |  | NO | 08/20/2020 05:03:55:179 | Release
TR5010,DS,6,Training Manual for the Lubrication with Sodium Stearate in Open Manufacturing | Training Manual for the Lubrication with Sodium Stearate in Open Manufacturing | None | DS | Assembly Training Manual | Released |  | NO | 08/20/2020 05:03:54:538 | Release
TR5010,DT,4,Training Manual for the Lubrication with Sodium Stearate in Open Manufacturing | Training Manual for the Lubrication with Sodium Stearate in Open Manufacturing | None | DT | Assembly Training Manual | Released |  | NO | 08/20/2020 05:03:53:788 | Release
TR5010,DU,4,Training Manual for the Lubrication with Sodium Stearate in Open Manufacturing | Training Manual for the Lubrication with Sodium Stearate in Open Manufacturing | None | DU | Assembly Training Manual | Released |  | NO | 08/20/2020 05:03:53:085 | Release
TR5010,DV,7,Training Manual for the Lubrication with Sodium Stearate in Open Manufacturing | Training Manual for the Lubrication with Sodium Stearate in Open Manufacturing | None | DV | Assembly Training Manual | Released |  | NO | 08/20/2020 05:03:52:132 | Release
TR5010,DW,4,Training Manual for the Lubrication with Sodium Stearate in Open Manufacturing | Training Manual for the Lubrication with Sodium Stearate in Open Manufacturing | None | DW | Assembly Training Manual | Released |  | NO | 08/20/2020 05:03:50:960 | Release
TR5010,DX,4,Training Manual for the Lubrication with Sodium Stearate in Open Manufacturing | Training Manual for the Lubrication with Sodium Stearate in Open Manufacturing | None | DX | Assembly Training Manual | Released |  | NO | 08/20/2020 05:03:50:288 | Release
TR5010,DY,2,Training Manual for the Lubrication with Sodium Stearate in Open Manufacturing | Training Manual for the Lubrication with Sodium Stearate in Open Manufacturing | None | DY | Assembly Training Manual | Released |  | NO | 08/20/2020 05:03:49:413 | Release
TR5010,DZ,6,Training Manual for the Lubrication with Sodium Stearate in Open Manufacturing | Training Manual for the Lubrication with Sodium Stearate in Open Manufacturing | None | DZ | Assembly Training Manual | Released |  | NO | 08/20/2020 05:03:48:601 | Release
TR5010,EA,6,Training Manual for the Lubrication with Sodium Stearate in Open Manufacturing | Training Manual for the Lubrication with Sodium Stearate in Open Manufacturing | None | EA | Assembly Training Manual | Released |  | NO | 08/20/2020 05:03:48:054 | Release
TR5010,EB,2,Training Manual for the Lubrication with Sodium Stearate in Open Manufacturing | Training Manual for the Lubrication with Sodium Stearate in Open Manufacturing | None | EB | Assembly Training Manual | Released |  | NO | 08/20/2020 05:03:47:554 | Release
TR5010,EC,6,Training Manual for the Lubrication with Sodium Stearate in Open Manufacturing | Training Manual for the Lubrication with Sodium Stearate in Open Manufacturing | None | EC | Assembly Training Manual | Released |  | NO | 08/20/2020 05:03:46:835 | Release
TR5010,ED,2,Training Manual for the Lubrication with Sodium Stearate in Open Manufacturing | Training Manual for the Lubrication with Sodium Stearate in Open Manufacturing | None | ED | Assembly Training Manual | Released |  | NO | 08/20/2020 05:03:46:210 | Release
TR5010,EE,4,Training Manual for the Lubrication with Sodium Stearate in Open Manufacturing | Training Manual for the Lubrication with Sodium Stearate in Open Manufacturing | None | EE | Assembly Training Manual | Released |  | NO | 08/20/2020 05:03:45:491 | Release
TR5010,EF,3,Training Manual for the Lubrication with Sodium Stearate in Open Manufacturing | Training Manual for the Lubrication with Sodium Stearate in Open Manufacturing | None | EF | Assembly Training Manual | Released |  | NO | 08/20/2020 05:03:44:929 | Release
TR5010,EG,2,Training Manual for the Lubrication with Sodium Stearate in Open Manufacturing | Training Manual for the Lubrication with Sodium Stearate in Open Manufacturing | None | EG | Assembly Training Manual | Released |  | NO | 08/20/2020 05:03:43:913 | Release
DOC028059,A,4,Improve Control of Brick Jaw Gap Process | Improve Control of Brick Jaw Gap Process | Validation Assessment | A | EPI Generic Document | Released |  | NO | 08/19/2020 17:57:57:153 | Release
FB003180,T,1,Fact book for VMP - EnSeal | Fact book for VMP - EnSeal | Mfg-Site VMP LOG | T | Fact Book | Released |  | NO | 08/18/2020 15:26:26:373 | Release
PR001383,P,1,Finish Goods Inspection Specification for the ENSEAL 20 cm Shaft, Large Jaw Final Device | Finish Goods Inspection Specification for the ENSEAL 20 cm Shaft, Large Jaw Final Device | Inspection Sheet FGI | P | General Processing Document | Working |  | NO | 08/18/2020 11:57:02:614 | NA_anorieg1
PR001383,N,5,Finish Goods Inspection Specification for the ENSEAL 20 cm Shaft, Large Jaw Final Device | Finish Goods Inspection Specification for the ENSEAL 20 cm Shaft, Large Jaw Final Device | Inspection Sheet FGI | N | General Processing Document | Released |  | NO | 08/18/2020 11:57:02:598 | Release
P2424,PE,4,Ethicon Endo-Surgery Instruction Sheet (P-Sheet) | Ethicon Endo-Surgery Instruction Sheet (P-Sheet) | Process Sheet (P-sheet) | PE | General Processing Document | Released |  | NO | 08/18/2020 09:36:09:450 | Release
PRC077100,F,2,CR for Jaw Gap Measurement Equipment E17118/G01B Brick Device Line #149 SV | CR for Jaw Gap Measurement Equipment E17118/G01B Brick Device Line #149 SV | None | F | Completion Report | Released |  | NO | 08/17/2020 12:15:15:541 | Release
SRC002655,D,4,Software for Jaw Gap Measurement Equipment E17118/ES1793 Brick Device Line #149 | Software for Jaw Gap Measurement Equipment E17118/ES1793 Brick Device Line #149 | Equipment Software | D | Software (Source Code) | Released |  | NO | 08/17/2020 11:54:25:414 | Release
PRC075443,A,4,SV for Jaw Gap Measurement Equipment E17118 Brick Shaft Line #147 | SV for Jaw Gap Measurement Equipment E17118 Brick Shaft Line #147 | None | A | Completion Report | Released |  | NO | 08/17/2020 11:33:08:286 | Release
CA084580,A,2,D51508-TRR | D51508-TRR | Tooling Requirements Review (TRR) | A | Component Approval Document | Released |  | NO | 08/14/2020 04:33:27:656 | Release
CA084519,A,1,D51507-CRR | D51507-CRR | Component Requirements Review | A | Component Approval Document | Released |  | NO | 08/13/2020 17:26:35:469 | Release
CA084526,A,1,D51508-CRR | D51508-CRR | Component Requirements Review | A | Component Approval Document | Released |  | NO | 08/13/2020 17:26:25:891 | Release
SRC002565,A,1,Software for Jaw Gap Mesurement Equipment E17118 | Software for Jaw Gap Mesurement Equipment E17118 | Equipment Software | A | Software (Source Code) | Released |  | NO | 08/13/2020 15:57:37:638 | Release
PRC094538,A,3,Brick (Enseal) DVT of outer tubes by alternate supplier - CR for PRC094513 | Brick (Enseal) DVT of outer tubes by alternate supplier - CR for PRC094513 | None | A | Completion Report | Released |  | NO | 08/13/2020 15:54:48:308 | Release
PRC076881,B,2,SV for EEPROM Reader E17672 for Brick line 149 | SV for EEPROM Reader E17672 for Brick line 149 | None | B | Completion Report | Released |  | NO | 08/13/2020 14:36:14:143 | Release
PRC076879,C,5,SV for EEPROM Reader E17672 for Brick line 149 | SV for EEPROM Reader E17672 for Brick line 149 | Protocol Software Validation | C | Protocol | Released |  | NO | 08/13/2020 14:36:14:112 | Release
SRC002634,B,3,Software for EEPROM Reader E17672 for Brick Line 149 | Software for EEPROM Reader E17672 for Brick Line 149 | Equipment Software | B | Software (Source Code) | Released |  | NO | 08/13/2020 14:36:14:033 | Release
FB003180,G,2,Fact book for VMP - EnSeal | Fact book for VMP - EnSeal | Mfg-Site VMP LOG | G | Fact Book | Released |  | NO | 08/13/2020 11:23:51:766 | Release
FB003180,H,1,Fact book for VMP - EnSeal | Fact book for VMP - EnSeal | Mfg-Site VMP LOG | H | Fact Book | Released |  | NO | 08/13/2020 11:23:51:187 | Release
FB003180,J,3,Fact book for VMP - EnSeal | Fact book for VMP - EnSeal | Mfg-Site VMP LOG | J | Fact Book | Released |  | NO | 08/13/2020 11:23:50:531 | Release
FB003180,K,2,Fact book for VMP - EnSeal | Fact book for VMP - EnSeal | Mfg-Site VMP LOG | K | Fact Book | Released |  | NO | 08/13/2020 11:23:50:000 | Release
FB003180,L,2,Fact book for VMP - EnSeal | Fact book for VMP - EnSeal | Mfg-Site VMP LOG | L | Fact Book | Released |  | NO | 08/13/2020 11:23:49:578 | Release
FB003180,M,5,Fact book for VMP - EnSeal | Fact book for VMP - EnSeal | Mfg-Site VMP LOG | M | Fact Book | Released |  | NO | 08/13/2020 11:23:49:234 | Release
FB003180,N,3,Fact book for VMP - EnSeal | Fact book for VMP - EnSeal | Mfg-Site VMP LOG | N | Fact Book | Released |  | NO | 08/13/2020 11:23:48:922 | Release
FB003180,P,1,Fact book for VMP - EnSeal | Fact book for VMP - EnSeal | Mfg-Site VMP LOG | P | Fact Book | Released |  | NO | 08/13/2020 11:23:48:515 | Release
FB003180,R,2,Fact book for VMP - EnSeal | Fact book for VMP - EnSeal | Mfg-Site VMP LOG | R | Fact Book | Released |  | NO | 08/13/2020 11:23:47:875 | Release
FB003180,S,10,Fact book for VMP - EnSeal | Fact book for VMP - EnSeal | Mfg-Site VMP LOG | S | Fact Book | Released |  | NO | 08/13/2020 11:23:47:422 | Release
CA084579,A,2,D51507-TRR | D51507-TRR | Tooling Requirements Review (TRR) | A | Component Approval Document | Released |  | NO | 08/13/2020 10:59:47:869 | Release
CA072057,C,4,Floyd Shaft Functional Tester Line 156 OP190 | Floyd Shaft Functional Tester Line 156 OP190 | Equipment Requirements Review | C | Component Approval Document | Released |  | NO | 08/13/2020 10:42:57:963 | Release
P2424,NB,4,Ethicon Endo-Surgery Instruction Sheet (P-Sheet) | Ethicon Endo-Surgery Instruction Sheet (P-Sheet) | Process Sheet (P-sheet) | NB | General Processing Document | Released |  | NO | 08/13/2020 05:04:00:958 | Release
P2424,NC,17,Ethicon Endo-Surgery Instruction Sheet (P-Sheet) | Ethicon Endo-Surgery Instruction Sheet (P-Sheet) | Process Sheet (P-sheet) | NC | General Processing Document | Released |  | NO | 08/13/2020 05:03:59:818 | Release
P2424,ND,3,Ethicon Endo-Surgery Instruction Sheet (P-Sheet) | Ethicon Endo-Surgery Instruction Sheet (P-Sheet) | Process Sheet (P-sheet) | ND | General Processing Document | Released |  | NO | 08/13/2020 05:03:58:583 | Release
P2424,NE,3,Ethicon Endo-Surgery Instruction Sheet (P-Sheet) | Ethicon Endo-Surgery Instruction Sheet (P-Sheet) | Process Sheet (P-sheet) | NE | General Processing Document | Released |  | NO | 08/13/2020 05:03:57:333 | Release
P2424,NF,4,Ethicon Endo-Surgery Instruction Sheet (P-Sheet) | Ethicon Endo-Surgery Instruction Sheet (P-Sheet) | Process Sheet (P-sheet) | NF | General Processing Document | Released |  | NO | 08/13/2020 05:03:55:896 | Release
P2424,NG,5,Ethicon Endo-Surgery Instruction Sheet (P-Sheet) | Ethicon Endo-Surgery Instruction Sheet (P-Sheet) | Process Sheet (P-sheet) | NG | General Processing Document | Released |  | NO | 08/13/2020 05:03:54:661 | Release
P2424,NH,3,Ethicon Endo-Surgery Instruction Sheet (P-Sheet) | Ethicon Endo-Surgery Instruction Sheet (P-Sheet) | Process Sheet (P-sheet) | NH | General Processing Document | Released |  | NO | 08/13/2020 05:03:53:349 | Release
P2424,NJ,4,Ethicon Endo-Surgery Instruction Sheet (P-Sheet) | Ethicon Endo-Surgery Instruction Sheet (P-Sheet) | Process Sheet (P-sheet) | NJ | General Processing Document | Released |  | NO | 08/13/2020 05:03:52:224 | Release
P2424,NK,3,Ethicon Endo-Surgery Instruction Sheet (P-Sheet) | Ethicon Endo-Surgery Instruction Sheet (P-Sheet) | Process Sheet (P-sheet) | NK | General Processing Document | Released |  | NO | 08/13/2020 05:03:50:896 | Release
P2424,NL,2,Ethicon Endo-Surgery Instruction Sheet (P-Sheet) | Ethicon Endo-Surgery Instruction Sheet (P-Sheet) | Process Sheet (P-sheet) | NL | General Processing Document | Released |  | NO | 08/13/2020 05:03:49:833 | Release
P2424,NM,5,Ethicon Endo-Surgery Instruction Sheet (P-Sheet) | Ethicon Endo-Surgery Instruction Sheet (P-Sheet) | Process Sheet (P-sheet) | NM | General Processing Document | Released |  | NO | 08/13/2020 05:03:48:927 | Release
P2424,NN,4,Ethicon Endo-Surgery Instruction Sheet (P-Sheet) | Ethicon Endo-Surgery Instruction Sheet (P-Sheet) | Process Sheet (P-sheet) | NN | General Processing Document | Released |  | NO | 08/13/2020 05:03:48:067 | Release
P2424,NP,3,Ethicon Endo-Surgery Instruction Sheet (P-Sheet) | Ethicon Endo-Surgery Instruction Sheet (P-Sheet) | Process Sheet (P-sheet) | NP | General Processing Document | Released |  | NO | 08/13/2020 05:03:47:349 | Release
P2424,NR,2,Ethicon Endo-Surgery Instruction Sheet (P-Sheet) | Ethicon Endo-Surgery Instruction Sheet (P-Sheet) | Process Sheet (P-sheet) | NR | General Processing Document | Released |  | NO | 08/13/2020 05:03:46:474 | Release
P2424,NS,3,Ethicon Endo-Surgery Instruction Sheet (P-Sheet) | Ethicon Endo-Surgery Instruction Sheet (P-Sheet) | Process Sheet (P-sheet) | NS | General Processing Document | Released |  | NO | 08/13/2020 05:03:45:302 | Release
P2424,NT,3,Ethicon Endo-Surgery Instruction Sheet (P-Sheet) | Ethicon Endo-Surgery Instruction Sheet (P-Sheet) | Process Sheet (P-sheet) | NT | General Processing Document | Released |  | NO | 08/13/2020 05:03:44:505 | Release
P2424,NU,3,Ethicon Endo-Surgery Instruction Sheet (P-Sheet) | Ethicon Endo-Surgery Instruction Sheet (P-Sheet) | Process Sheet (P-sheet) | NU | General Processing Document | Released |  | NO | 08/13/2020 05:03:42:755 | Release
P2424,NV,2,Ethicon Endo-Surgery Instruction Sheet (P-Sheet) | Ethicon Endo-Surgery Instruction Sheet (P-Sheet) | Process Sheet (P-sheet) | NV | General Processing Document | Released |  | NO | 08/13/2020 05:03:41:661 | Release
P2424,NW,1,Ethicon Endo-Surgery Instruction Sheet (P-Sheet) | Ethicon Endo-Surgery Instruction Sheet (P-Sheet) | Process Sheet (P-sheet) | NW | General Processing Document | Released |  | NO | 08/13/2020 05:03:40:864 | Release
P2424,NX,2,Ethicon Endo-Surgery Instruction Sheet (P-Sheet) | Ethicon Endo-Surgery Instruction Sheet (P-Sheet) | Process Sheet (P-sheet) | NX | General Processing Document | Released |  | NO | 08/13/2020 05:03:40:099 | Release
P2424,NY,4,Ethicon Endo-Surgery Instruction Sheet (P-Sheet) | Ethicon Endo-Surgery Instruction Sheet (P-Sheet) | Process Sheet (P-sheet) | NY | General Processing Document | Released |  | NO | 08/13/2020 05:03:39:395 | Release
P2424,NZ,4,Ethicon Endo-Surgery Instruction Sheet (P-Sheet) | Ethicon Endo-Surgery Instruction Sheet (P-Sheet) | Process Sheet (P-sheet) | NZ | General Processing Document | Released |  | NO | 08/13/2020 05:03:38:270 | Release
P2424,PA,5,Ethicon Endo-Surgery Instruction Sheet (P-Sheet) | Ethicon Endo-Surgery Instruction Sheet (P-Sheet) | Process Sheet (P-sheet) | PA | General Processing Document | Released |  | NO | 08/13/2020 05:03:37:536 | Release
P2424,PB,2,Ethicon Endo-Surgery Instruction Sheet (P-Sheet) | Ethicon Endo-Surgery Instruction Sheet (P-Sheet) | Process Sheet (P-sheet) | PB | General Processing Document | Released |  | NO | 08/13/2020 05:03:36:192 | Release
P2424,PC,3,Ethicon Endo-Surgery Instruction Sheet (P-Sheet) | Ethicon Endo-Surgery Instruction Sheet (P-Sheet) | Process Sheet (P-sheet) | PC | General Processing Document | Released |  | NO | 08/13/2020 05:03:35:677 | Release
P2424,PD,2,Ethicon Endo-Surgery Instruction Sheet (P-Sheet) | Ethicon Endo-Surgery Instruction Sheet (P-Sheet) | Process Sheet (P-sheet) | PD | General Processing Document | Released |  | NO | 08/13/2020 05:03:34:833 | Release
PRC095014,A,3,Brick Tissue Slippage Study | Brick Tissue Slippage Study | None | A | Engineering Study | Rejected |  | NO | 08/11/2020 14:14:12:545 | WIP
CA071563,C,2,Cap Study for Active Rod Heat Shrink D38178 | Cap Study for Active Rod Heat Shrink D38178 | Capability Study | C | Component Approval Document | Released |  | NO | 08/11/2020 12:55:23:604 | Release
CA071563,A,2,Cap Study for Active Rod Heat Shrink D38178 | Cap Study for Active Rod Heat Shrink D38178 | Capability Study | A | Component Approval Document | Released |  | NO | 08/11/2020 12:55:22:713 | Release
CA071563,B,3,Cap Study for Active Rod Heat Shrink D38178 | Cap Study for Active Rod Heat Shrink D38178 | Capability Study | B | Component Approval Document | Released |  | NO | 08/11/2020 12:55:22:354 | Release
CA069444,C,2,FAI for Active Rod Heat Shrink D38178 | FAI for Active Rod Heat Shrink D38178 | First Article | C | Component Approval Document | Released |  | NO | 08/11/2020 12:46:12:080 | Release
CA069444,A,4,FAI for Active Rod Heat Shrink D38178 | FAI for Active Rod Heat Shrink D38178 | First Article | A | Component Approval Document | Released |  | NO | 08/11/2020 12:46:11:111 | Release
CA069444,B,3,FAI for Active Rod Heat Shrink D38178 | FAI for Active Rod Heat Shrink D38178 | First Article | B | Component Approval Document | Released |  | NO | 08/11/2020 12:46:10:721 | Release
SCN077797,A,1,2007-0155 PRC095919 LCE Enseal - IR Camera - Eric Roberson - Test | 2007-0155 PRC095919 LCE Enseal - IR Camera - Eric Roberson - Test | RDL Test Data | A | Scanned (Hardcopy) Item | Released |  | NO | 08/11/2020 09:52:37:465 | Release
RMD001485,A,8,PURA for ENSEAL - Group G | PURA for ENSEAL - Group G | Product Use Risk Analysis | A | Risk Management Document | Released |  | NO | 08/11/2020 08:58:44:838 | Release
SRC002655,A,1,Software for Jaw Gap Measurement Equipment E17118/G01B Brick Device Line #149 | Software for Jaw Gap Measurement Equipment E17118/G01B Brick Device Line #149 | Equipment Software | A | Software (Source Code) | Released |  | NO | 08/07/2020 08:31:22:473 | Release
SRC002655,B,3,Software for Jaw Gap Measurement Equipment E17118/G01B Brick Device Line #149 | Software for Jaw Gap Measurement Equipment E17118/G01B Brick Device Line #149 | Equipment Software | B | Software (Source Code) | Released |  | NO | 08/07/2020 08:31:22:114 | Release
SRC002655,C,2,Software for Jaw Gap Measurement Equipment E17118/G01B Brick Device Line #149 | Software for Jaw Gap Measurement Equipment E17118/G01B Brick Device Line #149 | Equipment Software | C | Software (Source Code) | Released |  | NO | 08/07/2020 08:31:21:785 | Release
SRC002634,A,1,Software for EEPROM Reader for Brick Line 149 | Software for EEPROM Reader for Brick Line 149 | Equipment Software | A | Software (Source Code) | Released |  | NO | 08/07/2020 08:31:21:770 | Release
SCN077627,A,3,Memo PFMEA - ECR0001230 | Memo PFMEA - ECR0001230 | Design Review Documents | A | Scanned (Hardcopy) Item | Released |  | NO | 08/06/2020 14:54:20:141 | Release
DOC021632,D,2,Floyd Product Inquiry Data Analysis | Floyd Product Inquiry Data Analysis | Product Inquiry Data Analysis | D | EPI Generic Document | Released |  | NO | 08/06/2020 14:01:26:889 | Release
DOC021632,C,5,Floyd Product Inquiry Data Analysis | Floyd Product Inquiry Data Analysis | Product Inquiry Data Analysis | C | EPI Generic Document | Released |  | NO | 08/06/2020 14:01:24:702 | Release
SCN077720,A,1,2007-0132 Pkg020985 PRC096026 Brick Test SCN052111_07-23_29-20 | 2007-0132 Pkg020985 PRC096026 Brick Test SCN052111_07-23_29-20 | RDL Test Data | A | Scanned (Hardcopy) Item | Released |  | NO | 08/06/2020 13:01:30:900 | Release
CA080393,A,3,Brick MAS OP50 ERR Handle Assembly #4 | Brick MAS OP50 ERR Handle Assembly #4 | Equipment Requirements Review | A | Component Approval Document | Released |  | NO | 08/05/2020 07:30:51:165 | Release
CA080392,B,2,Brick MAS OP40 ERR Handle Assembly #3 | Brick MAS OP40 ERR Handle Assembly #3 | Equipment Requirements Review | B | Component Approval Document | Released |  | NO | 08/05/2020 07:30:47:493 | Release
CA080393,B,2,Brick MAS OP50 ERR Handle Assembly #4 | Brick MAS OP50 ERR Handle Assembly #4 | Equipment Requirements Review | B | Component Approval Document | Released |  | NO | 08/05/2020 07:30:42:930 | Release
CA080392,A,3,Brick MAS OP40 ERR Handle Assembly #3 | Brick MAS OP40 ERR Handle Assembly #3 | Equipment Requirements Review | A | Component Approval Document | Released |  | NO | 08/05/2020 07:30:29:289 | Release
DOC028060,A,2,Brick Jaw Cleaning Pre-Gap Inspection | Brick Jaw Cleaning Pre-Gap Inspection | Validation Assessment | A | EPI Generic Document | Released |  | NO | 08/03/2020 14:07:58:914 | Release
PRC097187,A,1,ENSEAL G2 Super Jaw ENSEAL HI-Pot RF Rework | ENSEAL G2 Super Jaw ENSEAL HI-Pot RF Rework | Protocol - Non Routine Rework | A | Protocol | Released |  | NO | 08/03/2020 13:49:07:647 | Release
PR000250,AW,2,Condition P - Sodium Stearate Lubrication | Condition P - Sodium Stearate Lubrication | Photographic Document | AW | General Processing Document | Released |  | NO | 08/03/2020 13:21:10:294 | Release
PR000250,AX,2,Condition P - Sodium Stearate Lubrication | Condition P - Sodium Stearate Lubrication | Photographic Document | AX | General Processing Document | Released |  | NO | 08/03/2020 13:21:09:481 | Release
PR000250,AY,4,Condition P - Sodium Stearate Lubrication | Condition P - Sodium Stearate Lubrication | Photographic Document | AY | General Processing Document | Released |  | NO | 08/03/2020 13:21:08:497 | Release
PR000250,AZ,11,Condition P - Sodium Stearate Lubrication | Condition P - Sodium Stearate Lubrication | Photographic Document | AZ | General Processing Document | Released |  | NO | 08/03/2020 13:21:07:794 | Release
PR000250,BA,3,Condition P - Sodium Stearate Lubrication | Condition P - Sodium Stearate Lubrication | Photographic Document | BA | General Processing Document | Released |  | NO | 08/03/2020 13:21:06:809 | Release
PR000250,BB,10,Condition P - Sodium Stearate Lubrication | Condition P - Sodium Stearate Lubrication | Photographic Document | BB | General Processing Document | Released |  | NO | 08/03/2020 13:21:06:153 | Release
PR000250,BC,4,Condition P - Sodium Stearate Lubrication | Condition P - Sodium Stearate Lubrication | Photographic Document | BC | General Processing Document | Released |  | NO | 08/03/2020 13:21:05:637 | Release
PR000250,BD,2,Condition P - Sodium Stearate Lubrication | Condition P - Sodium Stearate Lubrication | Photographic Document | BD | General Processing Document | Released |  | NO | 08/03/2020 13:21:05:153 | Release
PRC077100,A,4,SV for Jaw Gap Measurement Equipment E17118/G01B Brick Device Line #149 | SV for Jaw Gap Measurement Equipment E17118/G01B Brick Device Line #149 | None | A | Completion Report | Released |  | NO | 07/31/2020 13:14:54:036 | Release
PRC077100,B,3,SV for Jaw Gap Measurement Equipment E17118/G01B Brick Device Line #149 | SV for Jaw Gap Measurement Equipment E17118/G01B Brick Device Line #149 | None | B | Completion Report | Released |  | NO | 07/31/2020 13:14:53:489 | Release
PRC077100,C,3,SV for Jaw Gap Measurement Equipment E17118/G01B Brick Device Line #149 | SV for Jaw Gap Measurement Equipment E17118/G01B Brick Device Line #149 | None | C | Completion Report | Released |  | NO | 07/31/2020 13:14:52:723 | Release
PRC077100,D,7,CR for Jaw Gap Measurement Equipment E17118/G01B Brick Device Line #149 SV | CR for Jaw Gap Measurement Equipment E17118/G01B Brick Device Line #149 SV | None | D | Completion Report | Released |  | NO | 07/31/2020 13:14:52:223 | Release
PRC077100,E,3,CR for Jaw Gap Measurement Equipment E17118/G01B Brick Device Line #149 SV | CR for Jaw Gap Measurement Equipment E17118/G01B Brick Device Line #149 SV | None | E | Completion Report | Released |  | NO | 07/31/2020 13:14:51:801 | Release
CA084548,A,1,A000240P02 Carton STS | A000240P02 Carton STS | RMI/STS Checklist | A | Component Approval Document | Released |  | NO | 07/31/2020 08:04:13:603 | Release
CA084547,A,1,P000224P03 IFU STS | P000224P03 IFU STS | RMI/STS Checklist | A | Component Approval Document | Released |  | NO | 07/31/2020 08:04:12:962 | Release
RMD001082,H,3,Risk Management Report - Post Market Safety Surveillance Enseal Tissue Sealers | Risk Management Report - Post Market Safety Surveillance Enseal Tissue Sealers | Risk Management Report - Post Market Surveillance Report | H | Risk Management Document | Released |  | NO | 07/31/2020 04:44:19:859 | Release
RMD001082,F,2,Risk Management Report - Post Market Safety Surveillance Enseal Tissue Sealers | Risk Management Report - Post Market Safety Surveillance Enseal Tissue Sealers | Risk Management Report - Post Market Surveillance Report | F | Risk Management Document | Released |  | NO | 07/31/2020 04:44:16:234 | Release
RMD001082,G,2,Risk Management Report - Post Market Safety Surveillance Enseal Tissue Sealers | Risk Management Report - Post Market Safety Surveillance Enseal Tissue Sealers | Risk Management Report - Post Market Surveillance Report | G | Risk Management Document | Released |  | NO | 07/31/2020 04:44:15:734 | Release
PRC095919,B,4,Pre-Design Verification Test Protocol for ECR2041 | Pre-Design Verification Test Protocol for ECR2041 | Protocol - Other | B | Protocol | Released |  | NO | 07/30/2020 13:47:55:606 | Release
PRC095919,A,3,Pre-Design Verification Test Protocol for ECR2041 | Pre-Design Verification Test Protocol for ECR2041 | Protocol - Other | A | Protocol | Released |  | NO | 07/30/2020 13:47:54:793 | Release
CA084508,A,2,P000224P03 IFU First Article | P000224P03 IFU First Article | First Article | A | Component Approval Document | Released |  | NO | 07/30/2020 13:20:23:268 | Release
CA084507,A,2,A000240P02 Carton First Article | A000240P02 Carton First Article | First Article | A | Component Approval Document | Released |  | NO | 07/30/2020 13:20:23:112 | Release
PRC076881,A,11,SV for EEPROM Reader E17672 for Brick line 149 | SV for EEPROM Reader E17672 for Brick line 149 | None | A | Completion Report | Released |  | NO | 07/30/2020 11:17:00:204 | Release
CA084532,A,1,D51508-ISheet | D51508-ISheet | Inspection Sheet RMI | A | Component Approval Document | Working |  | NO | 07/29/2020 08:05:00:682 | NA_asarvade
CA084531,A,1,D51508-CP | D51508-CP | Control Plan | A | Component Approval Document | Working |  | NO | 07/29/2020 08:03:43:088 | NA_asarvade
CA084530,A,1,D51508-PFMEA | D51508-PFMEA | Supplier Process FMEA | A | Component Approval Document | Working |  | NO | 07/29/2020 08:02:24:789 | NA_asarvade
CA084529,A,1,D51508-CAP | D51508-CAP | Capability Study | A | Component Approval Document | Working |  | NO | 07/29/2020 08:00:48:022 | NA_asarvade
CA084528,A,1,D51508-FAI | D51508-FAI | First Article | A | Component Approval Document | Working |  | NO | 07/29/2020 07:59:38:334 | NA_asarvade
CA084527,A,1,D51508-TRR | D51508-TRR | Tooling Requirements Review (TRR) | A | Component Approval Document | Working |  | NO | 07/29/2020 07:57:52:973 | NA_asarvade
CA084525,A,1,D51507-ISheet | D51507-ISheet | Inspection Sheet RMI | A | Component Approval Document | Working |  | NO | 07/29/2020 07:54:03:251 | NA_asarvade
CA084524,A,1,D51507-CP | D51507-CP | Control Plan | A | Component Approval Document | Working |  | NO | 07/29/2020 07:52:13:874 | NA_asarvade
CA084523,A,1,D51507-PFMEA | D51507-PFMEA | Supplier Process FMEA | A | Component Approval Document | Working |  | NO | 07/29/2020 07:50:52:482 | NA_asarvade
CA084522,A,1,D51507-CAP | D51507-CAP | Capability Study | A | Component Approval Document | Working |  | NO | 07/29/2020 07:48:39:543 | NA_asarvade
CA084521,A,1,D51507-FAI | D51507-FAI | First Article | A | Component Approval Document | Working |  | NO | 07/29/2020 07:47:09:588 | NA_asarvade
CA084520,A,1,D51507-TRR | D51507-TRR | Tooling Requirements Review (TRR) | A | Component Approval Document | Working |  | NO | 07/29/2020 07:43:37:335 | NA_asarvade
TRP001466,B,3,Inspect and Clean Electrodes Station | Inspect and Clean Electrodes Station | None | B | Assembly Operation | Working |  | NO | 07/29/2020 02:30:53:966 | WIP
TRP001466,A,4,Inspect and Clean Electrodes Station | Inspect and Clean Electrodes Station | None | A | Assembly Operation | Released |  | NO | 07/28/2020 05:45:03:691 | Release
SCN076798,A,3,Brick/Jabil Ethicon Char and Comp | Brick/Jabil Ethicon Char and Comp | None | A | Scanned (Hardcopy) Item | Released |  | NO | 07/27/2020 11:02:06:938 | Release
SCN076797,A,2,Brick/Jabil Ethicon GR&Rs | Brick/Jabil Ethicon GR&Rs | None | A | Scanned (Hardcopy) Item | Released |  | NO | 07/27/2020 11:00:34:749 | Release
SCN076795,A,4,Brick/Jabil ERRs | Brick/Jabil ERRs | None | A | Scanned (Hardcopy) Item | Released |  | NO | 07/27/2020 10:54:12:446 | Release
PRC095350,B,1,Completion Report Confirmation Run for Pallet Configuration Optimization (ACE+7 and BRICK) | Completion Report Confirmation Run for Pallet Configuration Optimization (ACE+7 and BRICK) | None | B | Completion Report | Released |  | NO | 07/24/2020 18:41:20:341 | Release
DOC027004,C,2,MDR Energy 1st Half - ENSEAL - IFU | MDR Energy 1st Half - ENSEAL - IFU | Collaborative Labeling Development Process | C | EPI Generic Document | Released |  | NO | 07/24/2020 10:11:37:325 | Release
PRC096382,A,3,Brick Tissue Slippage Prevention Study | Brick Tissue Slippage Prevention Study | None | A | Engineering Study | Working |  | YES | 07/23/2020 13:54:30:787 | NA_erobers2
SCN018955,W,3,Gen11 certification and report for external standards testing (other than emi/emc) | Gen11 certification and report for external standards testing (other than emi/emc) | None | W | Scanned (Hardcopy) Item | Released |  | NO | 07/23/2020 08:38:43:200 | Release
PRC095051,B,5,Brick alternate Outer Tube D50830G04 DV Build | Brick alternate Outer Tube D50830G04 DV Build | None | B | Engineering Study | Released |  | NO | 07/22/2020 16:56:06:089 | Release
SCN018956,K,3,Gen11 report for EMI/EMC testing (including accessories) | Gen11 report for EMI/EMC testing (including accessories) | None | K | Scanned (Hardcopy) Item | Released |  | NO | 07/21/2020 13:05:44:416 | Release
TR000029,DD,1,Training Manual For Cleaning And DryFilm RA Lubrication Process | Training Manual For Cleaning And DryFilm RA Lubrication Process | None | DD | Assembly Training Manual | Released |  | NO | 07/21/2020 02:12:24:351 | Release
TR000029,CZ,2,Training Manual For Cleaning And Krytox Lubrication Process | Training Manual For Cleaning And Krytox Lubrication Process | None | CZ | Assembly Training Manual | Released |  | NO | 07/18/2020 05:03:06:233 | Release
PRC096686,A,2,IQ for Brick Jaw Cleaning Pre-Gap Inspection | IQ for Brick Jaw Cleaning Pre-Gap Inspection | None | A | Completion Report | Released |  | NO | 07/17/2020 16:54:05:545 | Release
DR000730,A,2,03NSLX120L & 04NSLX120L - IFU Update and 5-Year Shelf Life | 03NSLX120L & 04NSLX120L - IFU Update and 5-Year Shelf Life | PCO | A | Design Requirement | Rejected |  | NO | 07/17/2020 16:50:33:075 | WIP
DOC026930,D,2,MDR Energy 1st Half - Enseal - Labels | MDR Energy 1st Half - Enseal - Labels | Collaborative Labeling Development Process | D | EPI Generic Document | Released |  | NO | 07/17/2020 14:15:39:509 | Release
SCN077096,A,1,2006-0232 Pkg ES3453 PRC096691 Brick Report BRICKSCN07_07-01-20 and PR001321_07-02-20 | 2006-0232 Pkg ES3453 PRC096691 Brick Report BRICKSCN07_07-01-20 and PR001321_07-02-20 | RDL Test Data | A | Scanned (Hardcopy) Item | Released |  | NO | 07/15/2020 14:43:51:488 | Release
SCN077168,A,1,Clearwater ATL2006-0027 PRC094513A NSLX120L Jaw Tests | Clearwater ATL2006-0027 PRC094513A NSLX120L Jaw Tests | RDL Test Data | A | Scanned (Hardcopy) Item | Released |  | NO | 07/15/2020 14:04:39:265 | Release
SCN077160,A,1,2006-0026 CSZ 1 PRC094513A Clearwater NSLX120L Test PR001321_07-07-20 | 2006-0026 CSZ 1 PRC094513A Clearwater NSLX120L Test PR001321_07-07-20 | RDL Test Data | A | Scanned (Hardcopy) Item | Released |  | NO | 07/15/2020 14:01:05:341 | Release
PRC096747,A,2,D38282G04 Outer Tube with Heat Shrink Biocompatibility Samples per SPCR CA083941A | D38282G04 Outer Tube with Heat Shrink Biocompatibility Samples per SPCR CA083941A | None | A | Engineering Study | Released |  | NO | 07/14/2020 18:04:09:518 | Release
SCN076413,A,1,15NSLX120L | 15NSLX120L | Pressure Sensitive Label | A | Scanned (Hardcopy) Item | Released |  | NO | 07/13/2020 12:15:07:543 | Release
PRC076879,B,3,SV for EEPROM Reader E17672 for Brick line 149 | SV for EEPROM Reader E17672 for Brick line 149 | Protocol Software Validation | B | Protocol | Released |  | NO | 07/13/2020 10:44:05:751 | Release
PRC096819,A,1,ENSEAL G2 Super Jaw ENSEAL X1 LG JAW TISSUE SEALER Rework | ENSEAL G2 Super Jaw ENSEAL X1 LG JAW TISSUE SEALER Rework | Protocol - Non Routine Rework | A | Protocol | Released |  | NO | 07/07/2020 19:03:46:448 | Release
PS4077,BX,4,Process Specification for EO Sterilized Products at Isomedix | Process Specification for EO Sterilized Products at Isomedix | Process Specification (PS) | BX | General Processing Document | Released |  | NO | 07/06/2020 14:39:15:171 | Release
PR001383,M,4,Finish Goods Inspection Specification for the ENSEAL 20 cm Shaft, Large Jaw Final Device | Finish Goods Inspection Specification for the ENSEAL 20 cm Shaft, Large Jaw Final Device | Inspection Sheet FGI | M | General Processing Document | Released |  | NO | 07/06/2020 14:27:46:815 | Release
SCN065219,B,2,Key Functional Element Analysis Memo for ENSEAL® X1 Large Jaw Tissue Sealer (NSLX120L) | Key Functional Element Analysis Memo for ENSEAL® X1 Large Jaw Tissue Sealer (NSLX120L) | None | B | Scanned (Hardcopy) Item | Released |  | NO | 07/02/2020 08:54:25:097 | Release
PRC077249,C,4,Brick Criticality Assessment | Brick Criticality Assessment | None | C | Engineering Study | Released |  | NO | 06/30/2020 15:07:44:863 | Release
PRC096532,A,1,Protocol for in line additional visual inspection in Monarca Custom Packaging lines and Energy end of line | Protocol for in line additional visual inspection in Monarca Custom Packaging lines and Energy end of lines | Protocol - Other | A | Protocol | Released |  | NO | 06/29/2020 18:58:28:040 | Release
PRC096026,A,5,ECR2041 Pre-DV Device Build Protocol | ECR2041 Pre-DV Device Build Protocol | Protocol - Other | A | Protocol | Released |  | NO | 06/29/2020 16:45:23:945 | Release
PRC096691,A,3,ECR945 Loctite 3981 Epoxy Device Build | ECR945 Loctite 3981 Epoxy Device Build | None | A | Engineering Study | Released |  | NO | 06/29/2020 14:55:58:509 | Release
PRC092180,C,3,DV Testing for Brick Jabil Duplication | DV Testing for Brick Jabil Duplication | None | C | Engineering Study | Released |  | NO | 06/29/2020 14:22:59:683 | Release
PRC093363,A,4,IQ for Brick Jaw Cleaning Pre-Gap Inspection | IQ for Brick Jaw Cleaning Pre-Gap Inspection | Protocol Equipment Install Qual | A | Protocol | Released |  | NO | 06/25/2020 20:16:02:955 | Release
PRC088043,C,3,ENSEAL Product Family Comparative Analysis | ENSEAL Product Family Comparative Analysis | None | C | Engineering Study | Released |  | NO | 06/25/2020 17:29:11:764 | Release
PRC074179,E,8,Brick Real Time Aging Completion Report | Brick Real Time Aging Completion Report | None | E | Completion Report | Released |  | NO | 06/23/2020 13:14:04:685 | Release
PRC095924,B,2,DV Build Coordination for Jabil Duplication | DV Build Coordination for Jabil Duplication | None | B | Engineering Study | Released |  | NO | 06/18/2020 15:25:42:818 | Release
SCN075613,A,1,ECR0001605C Pallet Wrapper Setup Sheet Deliverables | ECR0001605C Pallet Wrapper Setup Sheet Deliverables | ECR/ECP supportive documents | A | Scanned (Hardcopy) Item | Released |  | NO | 06/18/2020 12:42:27:295 | Release
PRC095349,A,6,Confirmation Run for Pallet Configuration Optimization (ACE+7 and BRICK) | Confirmation Run for Pallet Configuration Optimization (ACE+7 and BRICK) | Protocol - Other | A | Protocol | Released |  | NO | 06/18/2020 12:42:27:232 | Release
SCN074754,A,1,ECR*1605 Phase 2 Brick and ACE+7 Pallet Size Change Packaging Rationale | ECR*1605 Phase 2 Brick and ACE+7 Pallet Size Change Packaging Rationale | None | A | Scanned (Hardcopy) Item | Released |  | NO | 06/18/2020 12:42:27:201 | Release
PRC095123,B,3,Brick ECR945 Engineering Build 5 | Brick ECR945 Engineering Build 5 | None | B | Engineering Study | In Review |  | NO | 06/18/2020 08:41:30:389 | WIP
PRC093190,A,2,Completion Report for Confirmation Run for Adding Cleaning Process to Pre-Gap Inspection on Brick Device | Completion Report for Confirmation Run for Adding Cleaning Process to Pre-Gap Inspection on Brick Device | None | A | Completion Report | Released |  | NO | 06/17/2020 17:26:37:309 | Release
SCN076082,A,1,2005-0154 Justin Kovach Vessel Measurements 06-03-20 | 2005-0154 Justin Kovach Vessel Measurements 06-03-20 | RDL Test Data | A | Scanned (Hardcopy) Item | Released |  | NO | 06/16/2020 13:18:44:633 | Release
SCN076130,A,1,2005-0154 PRC092180 Justin Kovach Vessel Measurements 06-02-20 | 2005-0154 PRC092180 Justin Kovach Vessel Measurements 06-02-20 | RDL Test Data | A | Scanned (Hardcopy) Item | Released |  | NO | 06/16/2020 13:17:19:647 | Release
SCN076158,A,2,2005-0154 Justin Kovach Vessel Measurements 06-04-20 | 2005-0154 Justin Kovach Vessel Measurements 06-04-20 | RDL Test Data | A | Scanned (Hardcopy) Item | Released |  | NO | 06/16/2020 13:15:33:067 | Release
SCN076365,A,1,2005-0154 Justin Kovach Vessel Measurements 06-10-20 | 2005-0154 Justin Kovach Vessel Measurements 06-10-20 | RDL Test Data | A | Scanned (Hardcopy) Item | Released |  | NO | 06/16/2020 12:58:03:458 | Release
SRC003286,A,3,Brick Vineyard Carton Labeling | Brick Vineyard Carton Labeling | Equipment Software | A | Software (Source Code) | Released |  | NO | 06/15/2020 17:30:44:139 | Release
SRC003238,A,7,Software Brick Shaft Electrode Welder | Software Brick Shaft Electrode Welder | Equipment Software | A | Software (Source Code) | Released |  | NO | 06/15/2020 17:30:44:093 | Release
SRC003241,A,2,Software for E18633 Jaw Glue Machine | Software for E18633 Jaw Glue Machine | Equipment Software | A | Software (Source Code) | Released |  | NO | 06/15/2020 17:30:44:093 | Release
SRC003284,A,3,Brick Vineyard MCS Software | Brick Vineyard MCS Software | Equipment Software | A | Software (Source Code) | Released |  | NO | 06/15/2020 17:30:44:093 | Release
SRC003285,A,2,Brick Vineyard Sealer | Brick Vineyard Sealer | Equipment Software | A | Software (Source Code) | Released |  | NO | 06/15/2020 17:30:44:093 | Release
SRC003287,A,3,Brick Vineyard RSC Station | Brick Vineyard RSC Station | Equipment Software | A | Software (Source Code) | Released |  | NO | 06/15/2020 17:30:44:014 | Release
SRC003213,A,4,Software for E18637A Jaw Gap Tester | Software for E18637A Jaw Gap Tester | Equipment Software | A | Software (Source Code) | Released |  | NO | 06/15/2020 17:14:16:437 | Release
SRC003206,A,3,Software for Proximal-Distal Assembly E18640,E18641,E18642 | Software for Proximal-Distal Assembly E18640,E18641,E18642 | Equipment Software | A | Software (Source Code) | Released |  | NO | 06/15/2020 17:14:16:406 | Release
SRC003337,A,4,Software for Shaft Functional Tester E18645B | Software for Shaft Functional Tester E18645B | Equipment Software | A | Software (Source Code) | Released |  | NO | 06/15/2020 17:14:16:281 | Release
SRC003243,A,4,Software for Brick Torque Tester - E19517 | Software for Brick Torque Tester - E19517 | Equipment Software | A | Software (Source Code) | Released |  | NO | 06/15/2020 17:14:16:265 | Release
SRC003236,A,6,Software for Brick MAS Line E19597 | Software for Brick MAS Line E19597 | Equipment Software | A | Software (Source Code) | Released |  | NO | 06/15/2020 17:14:16:234 | Release
SRC003240,A,6,SW for OP20/30 Jaw Cure Oven Buffer and Electrode | SW for OP20/30 Jaw Cure Oven Buffer and Electrode | Equipment Software | A | Software (Source Code) | Released |  | NO | 06/15/2020 17:14:16:187 | Release
SRC003338,A,4,Software for E18637B Jaw Gap Tester | Software for E18637B Jaw Gap Tester | Equipment Software | A | Software (Source Code) | Released |  | NO | 06/15/2020 17:14:16:187 | Release
SRC003273,A,5,Software for Brick OP190 EEPROM | Software for Brick OP190 EEPROM | Equipment Software | A | Software (Source Code) | Released |  | NO | 06/15/2020 17:14:16:171 | Release
SRC003207,A,5,Software for Shaft Functional Tester E18645A | Software for Shaft Functional Tester E18645A | Equipment Software | A | Software (Source Code) | Released |  | NO | 06/15/2020 17:14:16:125 | Release
SRC003218,A,3,Software for Silicon Dip and Cure Station | Software for Silicon Dip and Cure Station | Equipment Software | A | Software (Source Code) | Released |  | NO | 06/15/2020 17:14:16:109 | Release
SRC003272,A,3,Software for Brick FGQA Tester | Software for Brick FGQA Tester | Equipment Software | A | Software (Source Code) | Released |  | NO | 06/15/2020 17:14:15:984 | Release
SRC003242,A,4,SRC Tensile Tester Brick Shaft | SRC Tensile Tester Brick Shaft | Equipment Software | A | Software (Source Code) | Released |  | NO | 06/15/2020 17:14:15:937 | Release
SCN076135,A,2,Brick WRAPS Memo | Brick WRAPS Memo | None | A | Scanned (Hardcopy) Item | Released |  | NO | 06/15/2020 10:04:13:808 | Release
SCN074767,A,1,07NSLX120L | 07NSLX120L | Pressure Sensitive Label | A | Scanned (Hardcopy) Item | Released |  | NO | 06/12/2020 14:29:48:613 | Release
PRC087296,A,5,Brick Jaw Cleaning station DOE | Brick Jaw Cleaning station DOE | None | A | Engineering Study | Released |  | NO | 06/12/2020 13:48:13:826 | Release
CA081639,A,2,Orchard - Brick - Cord Winding Table ERR | Orchard - Brick - Cord Winding Table ERR | Equipment Requirements Review | A | Component Approval Document | Released |  | NO | 06/11/2020 16:54:03:301 | Release
CA081640,A,2,Orchard - Brick - Sealer ERR | Orchard - Brick - Sealer ERR | Equipment Requirements Review | A | Component Approval Document | Released |  | NO | 06/11/2020 16:48:46:983 | Release
PRC096420,A,2,OP180 Brick RCS SV CR | OP180 Brick RCS SV CR | None | A | Completion Report | Released |  | NO | 06/11/2020 16:44:47:339 | Release
CA081641,A,2,Orchard - Brick - Inspection & Carton Setup ERR | Orchard - Brick - Inspection & Carton Setup ERR | Equipment Requirements Review | A | Component Approval Document | Released |  | NO | 06/11/2020 16:41:24:117 | Release
CA083518,A,2,Vineyard - Brick - RSC ERR | Vineyard - Brick - RSC ERR | Equipment Requirements Review | A | Component Approval Document | Released |  | NO | 06/11/2020 16:20:19:348 | Release
CA080166,A,6,Reclamation Equipment | Reclamation Equipment | Equipment Requirements Review | A | Component Approval Document | Released |  | NO | 06/11/2020 12:30:14:406 | Release
CA080169,B,2,Tensile Test Equipment | Tensile Test Equipment | Equipment Requirements Review | B | Component Approval Document | Released |  | NO | 06/11/2020 12:15:14:954 | Release
CA083941,A,2,D38282G02/G04 Outer Tube with Heat Shrink, beam process moved and new compound subtier | D38282G02/G04 Outer Tube with Heat Shrink, beam process moved and new compound subtier | Supplier Process Change | A | Component Approval Document | Released |  | NO | 06/10/2020 17:05:38:415 | Release
PRC096419,A,3,Brick SV for OP180 Brick RSC | Brick SV for OP180 Brick RSC | Protocol Software Validation | A | Protocol | Released |  | NO | 06/10/2020 09:56:27:198 | Release
CA075716,C,4,ERR for active rod & upper electrode welding equipment | ERR for active rod & upper electrode welding equipment | Equipment Requirements Review | C | Component Approval Document | Released |  | NO | 06/10/2020 09:31:32:488 | Release
CA075655,C,2,ERR for Electrode Assembly Station | ERR for Electrode Assembly Station | Equipment Requirements Review | C | Component Approval Document | Released |  | NO | 06/10/2020 09:30:35:534 | Release
CA075805,D,2,Jaw Glue Application Equipment (Brick Capacity Increase) | Jaw Glue Application Equipment (Brick Capacity Increase) | Equipment Requirements Review | D | Component Approval Document | Released |  | NO | 06/10/2020 09:29:32:658 | Release
CA076041,B,4,ERR For Heat shrink | ERR For Heat shrink | Equipment Requirements Review | B | Component Approval Document | Released |  | NO | 06/10/2020 09:28:41:876 | Release
CA080390,B,3,OP020 Handle Assembly#1 Station | OP020 Handle Assembly#1 Station | Equipment Requirements Review | B | Component Approval Document | Released |  | NO | 06/10/2020 09:27:47:172 | Release
CA080391,B,2,OP030 Handle Assembly#2 Station | OP030 Handle Assembly#2 Station | Equipment Requirements Review | B | Component Approval Document | Released |  | NO | 06/10/2020 09:26:55:890 | Release
CA080389,B,2,Brick Shaft OP10 ERR Transfer in Station | Brick Shaft OP10 ERR Transfer in Station | Equipment Requirements Review | B | Component Approval Document | Released |  | NO | 06/09/2020 18:09:12:933 | Release
CA080395,B,2,Brick MAS OP060 ERR Handle Press Station | Brick MAS OP060 ERR Handle Press Station | Equipment Requirements Review | B | Component Approval Document | Released |  | NO | 06/09/2020 18:03:43:397 | Release
PRC095599,A,2,Vineyard - Brick Sealer Software Validation | Vineyard - Brick Sealer Software Validation | None | A | Completion Report | Released |  | NO | 06/09/2020 14:50:59:098 | Release
DOC027844,A,1,Validation Assessment for ECR0002043 | Validation Assessment for ECR0002043 | None | A | EPI Generic Document | Released |  | NO | 06/09/2020 10:45:49:503 | Release
PRC096353,A,3,Brick OP150 Software protocol report | Brick OP150 Software protocol report | None | A | Completion Report | Released |  | NO | 06/09/2020 09:29:46:622 | Release
PRC096309,A,1,OP010 Brick Glue Application SVCR | OP010 Brick Glue Application SVCR | None | A | Completion Report | Released |  | NO | 06/09/2020 08:33:11:086 | Release
PRC092445,A,5,Vineyard Brick Shaft FAT Protocol CR | Vineyard Brick Shaft FAT Protocol CR | None | A | Completion Report | Released |  | NO | 06/09/2020 08:31:24:131 | Release
SCN074477,A,1,Brick Engineering Document List for Jabil OQPQ | Brick Engineering Document List for Jabil OQPQ | None | A | Scanned (Hardcopy) Item | Released |  | NO | 06/08/2020 17:40:10:361 | Release
CA075714,C,3,ERR for clean & inspect electrode equipment | ERR for clean & inspect electrode equipment | Equipment Requirements Review | C | Component Approval Document | Released |  | NO | 06/08/2020 17:37:26:812 | Release
CA076042,D,2,Equipment Requirements Review for Brick 2.0 Jaw Glue Cure Oven | Equipment Requirements Review for Brick 2.0 Jaw Glue Cure Oven | Equipment Requirements Review | D | Component Approval Document | Released |  | NO | 06/08/2020 17:33:57:137 | Release
PRC091924,B,4,PRC091924Brick FGQA OP080 Characterization Pin Measurement Study | PRC091924Brick FGQA OP080 Characterization Pin Measurement Study | None | B | Engineering Study | Released |  | NO | 06/08/2020 16:57:16:588 | Release
CA061902,D,3,CONTROL PLAN - D30805G02 WIRE HARNESS ASSEMBLY | CONTROL PLAN - D30805G02 WIRE HARNESS ASSEMBLY | Control Plan | D | Component Approval Document | Released |  | NO | 06/08/2020 15:32:31:355 | Release
CA074475,B,2,Control Plan for D33643G02 | Control Plan for D33643G02 | Control Plan | B | Component Approval Document | Released |  | NO | 06/08/2020 15:32:29:964 | Release
TRP001487,B,3,Operation Training for Coiling and Blister Load | Operation Training for Coiling and Blister Load | None | B | Assembly Operation | Released |  | NO | 06/07/2020 05:03:37:712 | Release
CA075659,D,4,ERR for Distal Shaft Assembly | ERR for Distal Shaft Assembly | Equipment Requirements Review | D | Component Approval Document | Released |  | NO | 06/05/2020 12:58:07:565 | Release
CA075715,D,4,ERR for Outer Tube equipment | ERR for Outer Tube equipment | Equipment Requirements Review | D | Component Approval Document | Released |  | NO | 06/05/2020 12:57:29:111 | Release
CA075847,D,4,Proximal Shaft Assembly (Brick Capacity Increase) | Proximal Shaft Assembly (Brick Capacity Increase) | Equipment Requirements Review | D | Component Approval Document | Released |  | NO | 06/05/2020 12:56:26:829 | Release
CA075849,C,3,Shaft Functional Tester (Brick Capacity Increase) | Shaft Functional Tester (Brick Capacity Increase) | Equipment Requirements Review | C | Component Approval Document | Released |  | NO | 06/05/2020 12:55:25:391 | Release
CA076050,C,2,ERR Silicone and Cure Equipment | ERR Silicone and Cure Equipment | Equipment Requirements Review | C | Component Approval Document | Released |  | NO | 06/05/2020 12:54:40:578 | Release
CA080165,B,4,Device Functional Tester | Device Functional Tester | Equipment Requirements Review | B | Component Approval Document | Released |  | NO | 06/05/2020 11:04:57:353 | Release
SCN075962,A,2,2005-0034 CSZ 3-4 PRC095782 Brick Test BRICKETO2_05-15-20 | 2005-0034 CSZ 3-4 PRC095782 Brick Test BRICKETO2_05-15-20 | RDL Test Data | A | Scanned (Hardcopy) Item | Released |  | NO | 06/05/2020 10:54:19:062 | Release
SCN076079,A,1,2005-0127 CSZ 3-4 PRC095924 Orchard Report PR001321_05-29-20 | 2005-0127 CSZ 3-4 PRC095924 Orchard Report PR001321_05-29-20 | RDL Test Data | A | Scanned (Hardcopy) Item | Released |  | NO | 06/05/2020 10:50:37:231 | Release
PRC095598,A,2,SV for Sealer Station in Brick line | SV for Sealer Station in Brick line | Protocol Software Validation | A | Protocol | Released |  | NO | 06/04/2020 11:57:19:147 | Release
PRC092191,A,3,Heat Shrink Gage Compatibilty, Brick, Shaft. | Heat Shrink Gage Compatibilty, Brick, Shaft. | None | A | Engineering Study | Released |  | NO | 06/04/2020 11:08:47:869 | Release
CA074033,A,2,CP for SPCR Pin Plating Change | CP for SPCR Pin Plating Change | Control Plan | A | Component Approval Document | Released |  | NO | 06/04/2020 08:19:21:684 | Release
PRC083071,C,1,Brick Lower Electrode D39443G01 Visual Inspection GR&R | Brick Lower Electrode D39443G01 Visual Inspection GR&R | None | C | Engineering Study | Working |  | NO | 06/04/2020 05:36:41:262 | WIP
PRC096352,A,2,SV for Label Printer Single Unit Box Station (E19883) for Brick Shaft line | SV for Label Printer Single Unit Box Station (E19883) for Brick Shaft line | Protocol Software Validation | A | Protocol | Released |  | NO | 06/03/2020 13:20:54:816 | Release
CA084044,A,1,A000240P02 Carton CRR Addendum | A000240P02 Carton CRR Addendum | Component Requirements Review | A | Component Approval Document | Released |  | NO | 06/03/2020 10:03:49:926 | Release
CA084043,A,1,P000224P03 CRR Addendum | P000224P03 CRR Addendum | Component Requirements Review | A | Component Approval Document | Released |  | NO | 06/03/2020 10:03:16:425 | Release
CA084046,A,1,A000241P02 Tyvek Lid CRR Addendum | A000241P02 Tyvek Lid CRR Addendum | Component Requirements Review | A | Component Approval Document | Released |  | NO | 06/03/2020 10:02:37:471 | Release
CA072317,A,3,P000224P01 | P000224P01 | Component Requirements Review | A | Component Approval Document | Released |  | NO | 06/03/2020 08:30:16:513 | Release
CA072363,A,2,P000224P01 | P000224P01 | RMI/STS Checklist | A | Component Approval Document | Released |  | NO | 06/03/2020 08:30:16:403 | Release
CA079746,A,1,First Article for P000224P02 | First Article for P000224P02 | First Article | A | Component Approval Document | Released |  | NO | 06/03/2020 08:30:16:278 | Release
CA079747,B,1,STS Checklist for the P000224P02 | STS Checklist for the P000224P02 | RMI/STS Checklist | B | Component Approval Document | Released |  | NO | 06/03/2020 08:30:16:185 | Release
CA079745,A,1,Component Requirements Review Addendum P000224P02 | Component Requirements Review Addendum P000224P02 | Component Requirements Review | A | Component Approval Document | Released |  | NO | 06/03/2020 08:30:16:060 | Release
CA072364,A,2,P000224P01 | P000224P01 | First Article | A | Component Approval Document | Released |  | NO | 06/03/2020 08:30:15:310 | Release
SRC002576,B,1,Software for Tensile Test Equipment E17144 | Software for Tensile Test Equipment E17144 | Equipment Software | B | Software (Source Code) | Rejected |  | NO | 06/02/2020 16:54:16:692 | WIP
SPE003539,M,2,Brick Product Master Data Sheet- NSLX120L | Brick Product Master Data Sheet- NSLX120L | Product Master Data Specification | M | Specification | Released |  | NO | 06/02/2020 14:02:08:052 | Release
CA083189,A,1,D51444G01_Lower_Jaw_Overmolded_CRR | D51444G01_Lower_Jaw_Overmolded_CRR | Component Requirements Review | A | Component Approval Document | Released |  | NO | 06/01/2020 10:23:49:479 | Release
CA083196,A,1,D51445G01_Upper_Jaw_Overmolded_CRR | D51445G01_Upper_Jaw_Overmolded_CRR | Component Requirements Review | A | Component Approval Document | Released |  | NO | 06/01/2020 10:11:09:593 | Release
PRC092857,B,4,CR For Vineyard Brick Device & EOLP FAT Protocol | CR For Vineyard Brick Device & EOLP FAT Protocol | None | B | Completion Report | Released |  | NO | 05/29/2020 11:13:40:865 | Release
PRC096217,A,1,SVCR for Shaft Functional Tester (E18645) for Brick Shaft line | SVCR for Shaft Functional Tester (E18645) for Brick Shaft line | None | A | Completion Report | Released |  | NO | 05/29/2020 08:54:18:750 | Release
PRC090750,B,1,SV for Shaft Functional Tester E18645A&B | SV for Shaft Functional Tester E18645A&B | Protocol Software Validation | B | Protocol | Released |  | NO | 05/29/2020 08:51:50:279 | Release
PRC091139,A,5,Brick Shaft Line OP140 Tensile Tester Bond Strength GRR | Brick Shaft Line OP140 Tensile Tester Bond Strength GRR | None | A | Engineering Study | Released |  | NO | 05/28/2020 14:21:16:058 | Release
PRC096170,A,1,SV protocol for electrode welder (E18638) | SV protocol for electrode welder (E18638) | Protocol Software Validation | A | Protocol | Released |  | NO | 05/28/2020 14:02:21:525 | Release
RMD001677,A,1,Brick Packaging PFMEA for Jabil | Brick Packaging PFMEA for Jabil | Process FMEA (packaging)-Legacy | A | Risk Management Document | Working |  | NO | 05/27/2020 11:29:41:718 | WIP
PRC095049,B,1,Brick Tensile Tester GR&R for Jabil | Brick Tensile Tester GR&R for Jabil | None | B | Engineering Study | Released |  | NO | 05/27/2020 11:29:15:155 | Release
DOC027793,B,2,Vineyard Brick - Remove CE Mark | Vineyard Brick - Remove CE Mark | Collaborative Labeling Development Process | B | EPI Generic Document | Released |  | NO | 05/26/2020 15:58:42:985 | Release
PRC091572,A,3,Torque Test Gage R&R | Torque Test Gage R&R | None | A | Engineering Study | Working |  | YES | 05/21/2020 16:33:09:951 | NA_pkrier
PRC091572,A,2,Torque Test Gage R&R | Torque Test Gage R&R | None | A | Engineering Study | Rejected |  | NO | 05/21/2020 16:33:09:810 | WIP
PRC084580,C,3,Floyd Shaft Functional Tester Curved Jaw Gap GR&R | Floyd Shaft Functional Tester Curved Jaw Gap GR&R | None | C | Engineering Study | Released |  | NO | 05/21/2020 13:53:21:791 | Release
CA079460,C,1,Norwood Medical New MIM Furnace - Brick | Norwood Medical New MIM Furnace - Brick | Supplier Process Change | C | Component Approval Document | Released |  | NO | 05/21/2020 13:23:46:928 | Release
PRC090751,A,3,SVCR for Shaft Functional Tester (E18645) for Brick Shaft line | SVCR for Shaft Functional Tester (E18645) for Brick Shaft line | Protocol Software Validation | A | Protocol | Working |  | YES | 05/21/2020 13:01:19:377 | NA_jhern114
PRC090751,A,2,SVCR for Shaft Functional Tester (E18645) for Brick Shaft line | SVCR for Shaft Functional Tester (E18645) for Brick Shaft line | Protocol Software Validation | A | Protocol | Rejected |  | NO | 05/21/2020 13:01:18:752 | WIP
PRC095760,A,1,D38178P01/02 Active Rod heat shrink TE relocation manufacturing operations | D38178P01/02 Active Rod heat shrink TE relocation manufacturing operations | Protocol Performance Qualification | A | Protocol | Released |  | NO | 05/20/2020 13:27:03:881 | Release
PRC092245,A,2,SVCR for MCS station for Brick Shaft line | SVCR for MCS station for Brick Shaft line | None | A | Completion Report | Released |  | NO | 05/20/2020 11:47:42:307 | Release
PRC091734,A,4,SVCR for Electrode Welder (E18638) for Brick Shaft Line | SVCR for Electrode Welder (E18638) for Brick Shaft Line | None | A | Completion Report | Released |  | NO | 05/19/2020 15:05:44:874 | Release
PRC092243,A,3,SVCR for Torque Tester (E19517) for Brick Shaft line | SVCR for Torque Tester (E19517) for Brick Shaft line | None | A | Completion Report | Released |  | NO | 05/19/2020 14:59:51:793 | Release
SCN056801,E,1,Oasis Bubble Approved Product Code List | Oasis Bubble Approved Product Code List | Packaging Documentation | E | Scanned (Hardcopy) Item | Released |  | NO | 05/18/2020 13:47:32:458 | Release
PRC094660,A,3,SVCR for MAS Line (E19597) for Brick device line | SVCR for MAS Line (E19597) for Brick device line | None | A | Completion Report | Released |  | NO | 05/18/2020 11:41:27:697 | Release
I2852,FU,3,Raw Material Inspection Specification for the Common Thermoformed Blister | Raw Material Inspection Specification for the Common Thermoformed Blister | Inspection Sheet RMI | FU | Component Approval Document | Released |  | NO | 05/18/2020 10:43:25:737 | Release
PRC094941,A,1,SVCR for EEPROM Tester (E18520) for Brick Shaft line | SVCR for EEPROM Tester (E18520) for Brick Shaft line | None | A | Completion Report | Released |  | NO | 05/14/2020 16:40:24:400 | Release
PRC094720,A,3,SV CR for E18637B Jaw Gap Measurement Station | SV CR for E18637B Jaw Gap Measurement Station | None | A | Completion Report | Released |  | NO | 05/14/2020 16:38:31:118 | Release
PRC094716,A,2,SV CR for E18637A Jaw Gap Measurement Station | SV CR for E18637A Jaw Gap Measurement Station | None | A | Completion Report | Released |  | NO | 05/14/2020 16:37:55:134 | Release
PRC094678,A,3,SVCR for Silicone Dip and Cure Station (E18643) for Brick Shaft line | SVCR for Silicone Dip and Cure Station (E18643) for Brick Shaft line | None | A | Completion Report | Released |  | NO | 05/14/2020 16:36:26:133 | Release
PRC093974,A,2,SVCR for Device Functional Tester FGQA (E18646)for Brick Shaft line | SVCR for Device Functional Tester FGQA (E18646)for Brick Shaft line | None | A | Completion Report | Released |  | NO | 05/14/2020 16:34:15:446 | Release
PRC092216,A,3,SV Report Tensile Tester Brick Shaft | SV Report Tensile Tester Brick Shaft | None | A | Completion Report | Released |  | NO | 05/14/2020 16:33:39:211 | Release
PRC091417,A,4,SVCR for Heat Shrink (E18639) for Brick Shaft line | SVCR for Heat Shrink (E18639) for Brick Shaft line | None | A | Completion Report | Released |  | NO | 05/14/2020 14:43:58:792 | Release
PRC090749,A,2,SVCR for Distal-Proximal Assembly E18640, E18641, E18642 For Brick Shaft Line | SVCR for Distal-Proximal Assembly E18640, E18641, E18642 For Brick Shaft Line | None | A | Completion Report | Released |  | NO | 05/14/2020 14:41:53:589 | Release
PRC090259,A,3,SV Completion Report for Jaw Glue Cure Oven Buffer System (E18635) For Brick Shaft Line | SV Completion Report for Jaw Glue Cure Oven Buffer System (E18635) For Brick Shaft Line | None | A | Completion Report | Released |  | NO | 05/14/2020 14:37:58:166 | Release
PRC094742,B,4,Glue Cure Level Study | Glue Cure Level Study | None | B | Engineering Study | Released |  | NO | 05/12/2020 17:09:30:327 | Release
PRC093189,A,2,Confirmation Run for Adding Cleaning Process to Pre-Gap Inspection on Brick Device | Confirmation Run for Adding Cleaning Process to Pre-Gap Inspection on Brick Device | Protocol - Other | A | Protocol | Released |  | NO | 05/12/2020 13:35:49:865 | Release
TRP001477,B,3,Operation Training for Handle Assembly #1 | Operation Training for Handle Assembly #1 | None | B | Assembly Operation | Released |  | NO | 05/09/2020 05:02:51:600 | Release
CA083190,A,3,D51444G01_Lower_Jaw_Overmolded_TRR | D51444G01_Lower_Jaw_Overmolded_TRR | Tooling Requirements Review (TRR) | A | Component Approval Document | Released |  | NO | 05/07/2020 17:49:48:175 | Release
CA083197,A,2,D51445G01_Upper_Jaw_Overmolded_TRR | D51445G01_Upper_Jaw_Overmolded_TRR | Tooling Requirements Review (TRR) | A | Component Approval Document | Released |  | NO | 05/07/2020 17:44:53:690 | Release
PRC094513,A,5,Brick (Enseal) DVT with outer tubes by alternate supplier | Brick (Enseal) DVT with outer tubes by alternate supplier | Protocol - Other | A | Protocol | Released |  | NO | 05/07/2020 17:33:40:751 | Release
CA079474,A,1,FAI for A000241P01 Tyvek Lid (Brick) ECR*1244 | FAI for A000241P01 Tyvek Lid (Brick) ECR*1244 | First Article | A | Component Approval Document | Released |  | NO | 05/07/2020 14:44:03:921 | Release
CA071797,A,2,Brick Printed Tyvek Lid (A000241P00) Ship to stock form | Brick Printed Tyvek Lid (A000241P00) Ship to stock form | RMI/STS Checklist | A | Component Approval Document | Released |  | NO | 05/07/2020 14:44:03:796 | Release
CA071788,A,1,Brick Printed Lid A000241P00 First Article | Brick Printed Lid A000241P00 First Article | First Article | A | Component Approval Document | Released |  | NO | 05/07/2020 14:44:03:639 | Release
CA079553,A,1,A000241P01 | A000241P01 | RMI/STS Checklist | A | Component Approval Document | Released |  | NO | 05/07/2020 14:44:03:514 | Release
SCN075506,A,2,2004-0132 PRC074178 Elie Laumond Brick Impedance Test | 2004-0132 PRC074178 Elie Laumond Brick Impedance Test | RDL Test Data | A | Scanned (Hardcopy) Item | Released |  | NO | 05/05/2020 13:35:40:038 | Release
PRC095146,B,5,NSLX120L Stomach Tissue Study | NSLX120L Stomach Tissue Study | None | B | Engineering Study | Released |  | NO | 05/05/2020 11:23:44:908 | Release
PRC093175,B,3,NSLX120L & HARHD36 SU for Steris Requalification | NSLX120L & HARHD36 SU for Steris Requalification | None | B | Engineering Study | Released |  | NO | 05/04/2020 15:55:37:011 | Release
PRC095782,A,3,ECR945 EB5 (DOE3) Test Protocol | ECR945 EB5 (DOE3) Test Protocol | Protocol - Other | A | Protocol | Released |  | NO | 05/04/2020 15:37:08:533 | Release
PRC095596,A,3,Vineyard - Brick RSC Software Validation | Vineyard - Brick RSC Software Validation | Protocol Software Validation | A | Protocol | Released |  | NO | 05/04/2020 13:35:19:017 | Release
PRC094347,A,2,Brick (Enseal) Kersen Outer Tubes Biocompatibility Build study | Brick (Enseal) Kersen Outer Tubes Biocompatibility Build study | None | A | Engineering Study | Released |  | NO | 04/30/2020 16:21:19:292 | Release
SCN075426,A,1,2004-0132 PRC074178B Brick NSLX120L Tip Force Test | 2004-0132 PRC074178B Brick NSLX120L Tip Force Test | RDL Test Data | A | Scanned (Hardcopy) Item | Released |  | NO | 04/30/2020 13:32:47:690 | Release
CA079744,A,1,STS Checklist for the A000240P01 | STS Checklist for the A000240P01 | RMI/STS Checklist | A | Component Approval Document | Released |  | NO | 04/30/2020 10:54:00:297 | Release
CA079743,A,1,Component Requirements Review addendum for A000240 | Component Requirements Review addendum for A000240 | Component Requirements Review | A | Component Approval Document | Released |  | NO | 04/30/2020 10:54:00:172 | Release
CA071702,A,1,STS for Brick Printed Carton A000240 | STS for Brick Printed Carton A000240 | RMI/STS Checklist | A | Component Approval Document | Released |  | NO | 04/30/2020 10:54:00:062 | Release
CA071166,A,2,Brick Pre Printed Carton (A000240) First Article | Brick Pre Printed Carton (A000240) First Article | First Article | A | Component Approval Document | Released |  | NO | 04/30/2020 10:53:59:859 | Release
CA079742,A,1,Brick Pre Printed Carton (A000240) First Article | Brick Pre Printed Carton (A000240) First Article | First Article | A | Component Approval Document | Released |  | NO | 04/30/2020 10:53:59:734 | Release
PRC092270,A,3,Orchard - Brick - Sealing DOE | Orchard - Brick - Sealing DOE | None | A | Engineering Study | Released |  | NO | 04/30/2020 09:43:04:682 | Release
SCN075360,A,1,2004-0132 Brick PRC074178B FTF Knife | 2004-0132 Brick PRC074178B FTF Knife | RDL Test Data | A | Scanned (Hardcopy) Item | Released |  | NO | 04/29/2020 14:34:40:717 | Release
PRC095773,A,3,Rework Protocol for NR-0142775 | Rework Protocol for NR-0142775 | Protocol - Non Routine Rework | A | Protocol | Released |  | NO | 04/28/2020 16:10:38:196 | Release
SCN075347,A,1,Rationale for Simulated EO sterilization | Rationale for Simulated EO sterilization | None | A | Scanned (Hardcopy) Item | Released |  | NO | 04/28/2020 13:21:46:078 | Release
PRC090309,A,7,Brick Heat Shrink Process Characterization. | Brick Heat Shrink Process Characterization. | None | A | Engineering Study | Released |  | NO | 04/27/2020 11:02:55:730 | Release
PRC092956,A,2,Brick, Shaft Electrode Welder Characterization | Brick, Shaft Electrode Welder Characterization | None | A | Engineering Study | Released |  | NO | 04/27/2020 10:53:57:772 | Release
DR000278,W,2,Brick Requirements Workbook | Brick Requirements Workbook | Product Requirement Management Workbook | W | Design Requirement | Released |  | NO | 04/27/2020 08:59:12:213 | Release
PRC090747,A,8,GR&R for Shaft Functional Tester E18645A | GR&R for Shaft Functional Tester E18645A | None | A | Engineering Study | Released |  | NO | 04/24/2020 12:53:00:557 | Release
PRC090754,A,8,GR&R for Shaft Functional Tester E18645B | GR&R for Shaft Functional Tester E18645B | None | A | Engineering Study | Released |  | NO | 04/24/2020 12:52:17:526 | Release
PRC093512,B,2,Gage Compatibility Study for Brick Jabil Duplication | Gage Compatibility Study for Brick Jabil Duplication | None | B | Engineering Study | Released |  | NO | 04/24/2020 12:51:35:807 | Release
PRC089727,A,5,Floyd Line 2 Subassembly Sterilization Correlation/Gage Compatibility | Floyd Line 2 Subassembly Sterilization Correlation/Gage Compatibility | None | A | Engineering Study | Released |  | NO | 04/23/2020 16:36:09:469 | Release
PRC095067,A,1,Glue Application (OP010) Characterization at Baja | Glue Application (OP010) Characterization at Baja | None | A | Engineering Study | Rejected |  | NO | 04/23/2020 11:22:47:200 | WIP
PRC090938,A,8,Weld Strength Tester Gage R&R | Weld Strength Tester Gage R&R | None | A | Engineering Study | Released |  | NO | 04/21/2020 17:23:58:496 | Release
PRC091569,B,2,PRC091569 Brick FGQA OP080 GR&R Load Cell Setup and Capability | PRC091569 Brick FGQA OP080 GR&R Load Cell Setup and Capability | None | B | Engineering Study | Released |  | NO | 04/21/2020 17:18:01:495 | Release
PRC091013,A,8,Var GR&R for Device OP110 Jaw Gap | Var GR&R for Device OP110 Jaw Gap | None | A | Engineering Study | Released |  | NO | 04/21/2020 17:15:23:026 | Release
PRC094752,B,4,Brick DV Verify by Inspection, G10002, etc. | Brick DV Verify by Inspection, G10002, etc. | None | B | Engineering Study | Released |  | NO | 04/21/2020 11:18:40:271 | Release
SCN039498,M,2,Project Brick Design Verification Test Methods | Project Brick Design Verification Test Methods | None | M | Scanned (Hardcopy) Item | Released |  | NO | 04/21/2020 09:37:04:790 | Release
PRC092244,A,1,Orchard - Brick - MCS Software Validation | Orchard - Brick - MCS Software Validation | Protocol Software Validation | A | Protocol | Released |  | NO | 04/20/2020 11:37:11:693 | Release
PRC094194,A,4,OP080 Closure Level Position Characterization (Jabil) | OP080 Closure Level Position Characterization (Jabil) | None | A | Engineering Study | Released |  | NO | 04/20/2020 11:34:24:943 | Release
TR011074,E,3,Training Manual For Device Line 149 of Brick | Training Manual For Device Line 149 of Brick | None | E | Assembly Training Manual | Released |  | NO | 04/18/2020 05:04:15:165 | Release
TRP001491,C,3,Packaging Unit Sales | Packaging Unit Sales | None | C | Assembly Operation | Released |  | NO | 04/18/2020 05:04:11:634 | Release
PRC091134,A,4,OP080 Mechanical Tests GRR | OP080 Mechanical Tests GRR | None | A | Engineering Study | Released |  | NO | 04/15/2020 13:29:35:275 | Release
PRC092241,A,1,GRR Torque Tester OP160 | GRR Torque Tester OP160 | None | A | Engineering Study | Released |  | NO | 04/15/2020 13:27:27:413 | Release
PRC090998,A,8,Var GR&R for Shaft OP050 Jaw Gap | Var GR&R for Shaft OP050 Jaw Gap | None | A | Engineering Study | Released |  | NO | 04/15/2020 09:48:29:911 | Release
SCN073424,A,1,Brick Torque Tester Software | Brick Torque Tester Software | None | A | Scanned (Hardcopy) Item | Released |  | NO | 04/14/2020 15:07:43:095 | Release
SCN073422,A,1,Brick OP110 Jaw Gap Tester Software | Brick OP110 Jaw Gap Tester Software | None | A | Scanned (Hardcopy) Item | Released |  | NO | 04/14/2020 15:07:12:032 | Release
SCN073421,A,1,Brick MAS Line Software | Brick MAS Line Software | None | A | Scanned (Hardcopy) Item | Released |  | NO | 04/14/2020 15:06:59:579 | Release
SCN073420,A,1,Brick FGQA Software | Brick FGQA Software | None | A | Scanned (Hardcopy) Item | Released |  | NO | 04/14/2020 15:06:33:031 | Release
SCN073419,A,1,Brick Tensile Tester Software | Brick Tensile Tester Software | None | A | Scanned (Hardcopy) Item | Released |  | NO | 04/14/2020 15:06:14:125 | Release
SCN073418,A,1,Brick Shaft Functional Tester OP120B Software | Brick Shaft Functional Tester OP120B Software | None | A | Scanned (Hardcopy) Item | Released |  | NO | 04/14/2020 15:06:01:172 | Release
SCN073417,A,1,Brick Shaft Functional Tester OP120A Software | Brick Shaft Functional Tester OP120A Software | None | A | Scanned (Hardcopy) Item | Released |  | NO | 04/14/2020 15:05:52:422 | Release
SCN073423,A,1,Brick EEPROM Reader Software | Brick EEPROM Reader Software | None | A | Scanned (Hardcopy) Item | Released |  | NO | 04/14/2020 15:04:42:030 | Release
SCN073414,A,1,Brick Shaft Assy OP080-OP100 Software | Brick Shaft Assy OP080-OP100 Software | None | A | Scanned (Hardcopy) Item | Released |  | NO | 04/14/2020 14:15:42:860 | Release
SCN073412,A,1,Brick Electrode Welder Software | Brick Electrode Welder Software | None | A | Scanned (Hardcopy) Item | Released |  | NO | 04/14/2020 14:15:33:360 | Release
SCN073411,A,1,Brick OP050 Jaw Gap Tester Software | Brick OP050 Jaw Gap Tester Software | None | A | Scanned (Hardcopy) Item | Released |  | NO | 04/14/2020 14:15:25:438 | Release
SCN073409,A,1,Brick Electrode Assy and Epoxy Oven Software | Brick Electrode Assy and Epoxy Oven Software | None | A | Scanned (Hardcopy) Item | Released |  | NO | 04/14/2020 14:15:15:204 | Release
SCN073415,A,1,Brick Silicone Appl and Curing Software | Brick Silicone Appl and Curing Software | None | A | Scanned (Hardcopy) Item | Released |  | NO | 04/14/2020 14:14:30:047 | Release
CA082575,A,1,D50318P01 Lower Jaw MIM-CRR | D50318P01 Lower Jaw MIM-CRR | Component Requirements Review | A | Component Approval Document | Released |  | NO | 04/13/2020 16:52:40:335 | Release
CA082582,A,2,D50319P01 Upper Jaw MIM-CRR | D50319P01 Upper Jaw MIM-CRR | Component Requirements Review | A | Component Approval Document | Released |  | NO | 04/13/2020 16:49:12:582 | Release
PRC092226,A,3,Orchard - Brick - Carton Labeling Software Validation | Orchard - Brick - Carton Labeling Software Validation | Protocol Software Validation | A | Protocol | Released |  | NO | 04/09/2020 15:12:39:388 | Release
SCN031440,J,1,Sterilization/Disinfection/Microbiological Testing Strategy - New or Modified Products - BRICK | Sterilization/Disinfection/Microbiological Testing Strategy - New or Modified Products - BRICK | Sterilization Documentation | J | Scanned (Hardcopy) Item | Released |  | NO | 04/09/2020 13:51:24:268 | Release
SCN072849,A,1,PMCF Report for ENSEAL X1 Large Jaw | PMCF Report for ENSEAL X1 Large Jaw | None | A | Scanned (Hardcopy) Item | Released |  | NO | 04/09/2020 13:49:35:063 | Release
CA082583,A,2,D50319P01 Upper Jaw MIM-TRR | D50319P01 Upper Jaw MIM-TRR | Tooling Requirements Review (TRR) | A | Component Approval Document | Released |  | NO | 04/08/2020 11:09:06:094 | Release
CA082576,A,3,D50318P01 Lower Jaw MIM-TRR | D50318P01 Lower Jaw MIM-TRR | Tooling Requirements Review (TRR) | A | Component Approval Document | Released |  | NO | 04/08/2020 11:08:01:015 | Release
CA071007,C,2,Control Plan for the D26857P01 relocation to Wilsonville, OR | Control Plan for the D26857P01 relocation to Wilsonville, OR | Control Plan | C | Component Approval Document | Released |  | NO | 04/07/2020 03:31:40:709 | Release
SCN074484,A,1,2003-0171 CSZ 1-3-4 PRC095146 Orchard Test PR001321_03-22-20 | 2003-0171 CSZ 1-3-4 PRC095146 Orchard Test PR001321_03-22-20 | RDL Test Data | A | Scanned (Hardcopy) Item | Released |  | NO | 04/01/2020 07:31:38:693 | Release
PRC091915,A,3,OP080 Electrical Characterization Study | OP080 Electrical Characterization Study | None | A | Engineering Study | Released |  | NO | 03/31/2020 11:29:50:384 | Release
PRC094682,A,5,Performance Qualification ECR1244-ECR1208 | Performance Qualification ECR1244-ECR1208 | Protocol Performance Qualification | A | Protocol | Released |  | NO | 03/30/2020 14:17:41:727 | Release
TRP001465,B,1,Electrode Assembly Station | Electrode Assembly Station | None | B | Assembly Operation | Working |  | NO | 03/27/2020 13:35:14:405 | WIP
PR001371,H,1,Process Specification for ENSEAL X1 20 cm Shaft, Large Jaw | Process Specification for ENSEAL X1 20 cm Shaft, Large Jaw | Process Specification (PS) | H | General Processing Document | Working |  | NO | 03/27/2020 13:32:27:559 | WIP
SCN054703,B,5,Oasis Bubble Package Design Strategy | Oasis Bubble Package Design Strategy | Packaging Documentation | B | Scanned (Hardcopy) Item | Released |  | NO | 03/26/2020 15:38:06:127 | Release
SRC002570,E,1,Software for MASS Equipment for the Brick Line #149 | Software for MASS Equipment for the Brick Line #149 | Equipment Software | E | Software (Source Code) | Reviewed-Pending Final CRB Approval |  | NO | 03/26/2020 12:43:37:250 | WIP
PRC075453,E,3,SV for MASS Equipment for the Brick Line #149 | SV for MASS Equipment for the Brick Line #149 | None | E | Completion Report | Released |  | NO | 03/24/2020 15:33:17:928 | Release
PRC091566,A,3,Brick MAS OP60 Characterization Handle Press | Brick MAS OP60 Characterization Handle Press | None | A | Engineering Study | Released |  | NO | 03/23/2020 13:54:23:785 | Release
CA072077,A,6,Brick EEPROM Reader | Brick EEPROM Reader | Equipment Requirements Review | A | Component Approval Document | Released |  | NO | 03/23/2020 08:52:33:989 | Release
CA074919,A,1,Tip Force Fixture | Tip Force Fixture | Equipment Requirements Review | A | Component Approval Document | Released |  | NO | 03/23/2020 08:52:33:771 | Release
PRC095106,A,5,Tyvek & Labels Print | Tyvek & Labels Print | None | A | Engineering Study | Released |  | NO | 03/20/2020 16:48:20:678 | Release
PRC094684,A,2,Validation Plan ECR0001244 | Validation Plan ECR0001244 | Protocol - Other | A | Protocol | Released |  | NO | 03/13/2020 15:44:38:210 | Release
PRC094685,A,2,Validation Plan ECR0001208 | Validation Plan ECR0001208 | Protocol - Other | A | Protocol | Released |  | NO | 03/13/2020 15:39:07:562 | Release
DOC027625,A,2,Validation assessment Brick ECR1208 Five-Year Shelf Life | Validation assessment Brick ECR1208 Five-Year Shelf Life | Validation Assessment | A | EPI Generic Document | Released |  | NO | 03/10/2020 15:27:13:446 | Release
DOC027624,A,2,Franchise Validation Assessment ECR1244 IFU update | Franchise Validation Assessment ECR1244 IFU update | Validation Assessment | A | EPI Generic Document | Released |  | NO | 03/10/2020 15:07:10:288 | Release
PRC094940,A,2,Brick EEPROM Tester | Brick EEPROM Tester | Protocol Software Validation | A | Protocol | Released |  | NO | 03/10/2020 14:29:50:738 | Release
CA066435,B,2,Silicone and Cure Equipment | Silicone and Cure Equipment | Equipment Requirements Review | B | Component Approval Document | Released |  | NO | 03/09/2020 11:54:05:949 | Release
RMD001211,C,5,Brick Risk Management Plan and Report | Brick Risk Management Plan and Report | Risk Plan & Report | C | Risk Management Document | Released |  | NO | 03/06/2020 11:59:55:521 | Release
RMD001386,A,5,Energy PURA (Group A)- Enseal generators and Capital products | Energy PURA (Group A)- Enseal generators and Capital products | Product Use Risk Analysis | A | Risk Management Document | Released |  | NO | 03/06/2020 11:47:14:177 | Release
DOC027615,A,3,Franchise Validation Assessment Form - ECR0001848 - Brick Outer Tubes Alt. Source | Franchise Validation Assessment Form - ECR0001848 - Brick Outer Tubes Alt. Source | None | A | EPI Generic Document | Released |  | NO | 03/06/2020 08:41:16:876 | Release
PRC092228,A,1,Orchard - Brick - RSC Station Software Validation | Orchard - Brick - RSC Station Software Validation | Protocol Software Validation | A | Protocol | Released |  | NO | 03/05/2020 15:37:17:461 | Release
RMD001250,F,3,Project Brick Device PFMEA | Project Brick Device PFMEA | Process FMEA (device)-Legacy | F | Risk Management Document | Released |  | NO | 03/05/2020 10:26:37:007 | Release
RMD001308,C,2,Project Brick Packaging PFMEA | Project Brick Packaging PFMEA | Process FMEA (packaging)-Legacy | C | Risk Management Document | Released |  | NO | 03/05/2020 10:26:33:241 | Release
DR000761,A,2,Discontinue 00NSLX120L | Discontinue 00NSLX120L | PCO | A | Design Requirement | Released |  | NO | 03/04/2020 12:44:23:969 | Release
PRC094662,A,3,Software Validation For the Silicone and Cure Station E18643 | Software Validation For the Silicone and Cure Station E18643 | Protocol Software Validation | A | Protocol | Released |  | NO | 03/04/2020 10:03:53:936 | Release
DOC027593,B,2,Rationale for Humidity Control Limits of EES Product Storage | Rationale for Humidity Control Limits of EES Product Storage | None | B | EPI Generic Document | Released |  | NO | 03/03/2020 14:10:38:330 | Release
TRP001467,B,1,Jaw Gap Measurement Station | Jaw Gap Measurement Station | None | B | Assembly Operation | Working |  | NO | 03/03/2020 13:01:27:095 | WIP
PRC092224,A,1,Orchard - Brick - Sealer Software Validation | Orchard - Brick - Sealer Software Validation | Protocol Software Validation | A | Protocol | Released |  | NO | 03/03/2020 11:46:28:668 | Release
PRC094178,A,4,Brick Line Duplication Sterilization Revalidation | Brick Line Duplication Sterilization Revalidation | Sterilization Validation | A | Protocol | Released |  | NO | 03/02/2020 13:53:37:609 | Release
RMD001481,E,3,PURA for Project Brick | PURA for Project Brick | Product Use Risk Analysis | E | Risk Management Document | Released |  | NO | 03/02/2020 12:53:49:481 | Release
PRC094715,A,1,SV for E18637A Jaw Gap Measurement Station | SV for E18637A Jaw Gap Measurement Station | Protocol Software Validation | A | Protocol | Released |  | NO | 03/02/2020 07:08:19:075 | Release
PRC094719,A,1,SV for E18637B Jaw Gap Measurement Station | SV for E18637B Jaw Gap Measurement Station | Protocol Software Validation | A | Protocol | Released |  | NO | 03/02/2020 07:06:34:495 | Release
PRC075452,F,3,SV for MAS Equipment for the Brick Line #149 | SV for MAS Equipment for the Brick Line #149 | Protocol Software Validation | F | Protocol | Released |  | NO | 02/27/2020 20:47:32:271 | Release
CA077938,A,1,D38231G03_CABLE SOLDERED_FAI | D38231G03_CABLE SOLDERED_FAI | First Article | A | Component Approval Document | Released |  | NO | 02/27/2020 14:03:13:892 | Release
CA068331,A,3,D36884_Latch_Cap_Study | D36884_Latch_Cap_Study | Capability Study | A | Component Approval Document | Released |  | NO | 02/27/2020 13:17:26:866 | Release
CA068329,C,3,D36884P02_Latch_CRR | D36884P02_Latch_CRR | Component Requirements Review | C | Component Approval Document | Released |  | NO | 02/27/2020 13:17:23:866 | Release
CA068328,A,4,D36884_Latch_TRR | D36884_Latch_TRR | Tooling Requirements Review (TRR) | A | Component Approval Document | Released |  | NO | 02/27/2020 13:17:23:444 | Release
CA068332,A,2,D36884_Latch_PFMEA | D36884_Latch_PFMEA | Supplier Process FMEA | A | Component Approval Document | Released |  | NO | 02/27/2020 13:17:23:007 | Release
CA075297,B,2,D36884P01_LATCH_SPCR | D36884P01_LATCH_SPCR | Supplier Process Change | B | Component Approval Document | Released |  | NO | 02/27/2020 13:17:20:241 | Release
CA068334,B,4,Raw Material Inspection Specification for the ENSEAL X1 Large Jaw Tissue Sealer NSLX120L - D36884 Latch | Raw Material Inspection Specification for the ENSEAL X1 Large Jaw Tissue Sealer NSLX120L - D36884 Latch | Inspection Sheet RMI | B | Component Approval Document | Released |  | NO | 02/27/2020 13:17:18:397 | Release
CA068333,C,2,D36884_Latch_CP | D36884_Latch_CP | Control Plan | C | Component Approval Document | Released |  | NO | 02/27/2020 13:17:17:241 | Release
CA068330,C,3,D36884_Latch_FAI | D36884_Latch_FAI | First Article | C | Component Approval Document | Released |  | NO | 02/27/2020 13:17:16:522 | Release
CA075142,B,3,D38362P02_MAIN SPRING_CP | D38362P02_MAIN SPRING_CP | Control Plan | B | Component Approval Document | Released |  | NO | 02/27/2020 12:35:10:750 | Release
CA075141,B,3,D38362P02_MAIN SPRING_PFMEA | D38362P02_MAIN SPRING_PFMEA | Supplier Process FMEA | B | Component Approval Document | Released |  | NO | 02/27/2020 12:35:10:609 | Release
CA074653,B,1,D38362P02_MainSpring_CRR | D38362P02_MainSpring_CRR | Component Requirements Review | B | Component Approval Document | Released |  | NO | 02/27/2020 12:35:10:469 | Release
CA075141,A,1,D38362P02_MAIN SPRING_PFMEA | D38362P02_MAIN SPRING_PFMEA | Supplier Process FMEA | A | Component Approval Document | Released |  | NO | 02/27/2020 12:35:09:641 | Release
CA069127,D,2,Main Spring_D38362_Control Plan | Main Spring_D38362_Control Plan | Control Plan | D | Component Approval Document | Released |  | NO | 02/27/2020 12:35:09:469 | Release
CA074655,A,1,D38362-PFMEA | D38362-PFMEA | Supplier Process FMEA | A | Component Approval Document | Working |  | NO | 02/27/2020 12:35:09:344 | WIP
CA074654,A,1,D38362-CP | D38362-CP | Control Plan | A | Component Approval Document | Working |  | NO | 02/27/2020 12:35:09:219 | WIP
CA069127,C,2,Main Spring_D38362_Control Plan | Main Spring_D38362_Control Plan | Control Plan | C | Component Approval Document | Released |  | NO | 02/27/2020 12:35:09:031 | Release
CA069125,A,2,Main Spring_D38362_CapStudy | Main Spring_D38362_CapStudy | Capability Study | A | Component Approval Document | Released |  | NO | 02/27/2020 12:35:08:906 | Release
CA068047,B,2,Main Spring D38362 CRR | Main Spring D38362 CRR | Component Requirements Review | B | Component Approval Document | Released |  | NO | 02/27/2020 12:35:08:766 | Release
CA069124,B,2,Main Spring_D38362_PFMEA | Main Spring_D38362_PFMEA | Supplier Process FMEA | B | Component Approval Document | Released |  | NO | 02/27/2020 12:35:08:656 | Release
CA069126,A,2,Main Spring_D38362_FAI | Main Spring_D38362_FAI | First Article | A | Component Approval Document | Released |  | NO | 02/27/2020 12:35:08:531 | Release
CA069124,A,2,Main Spring_D38362_PFMEA | Main Spring_D38362_PFMEA | Supplier Process FMEA | A | Component Approval Document | Released |  | NO | 02/27/2020 12:35:07:938 | Release
CA069125,B,2,Main Spring_D38362_CapStudy | Main Spring_D38362_CapStudy | Capability Study | B | Component Approval Document | Released |  | NO | 02/27/2020 12:35:07:406 | Release
CA068047,A,3,Main Spring D38362 CRR | Main Spring D38362 CRR | Component Requirements Review | A | Component Approval Document | Released |  | NO | 02/27/2020 12:35:07:265 | Release
CA069126,B,2,Main Spring_D38362_FAI | Main Spring_D38362_FAI | First Article | B | Component Approval Document | Released |  | NO | 02/27/2020 12:35:06:984 | Release
CA068047,C,2,Main Spring D38362 CRR | Main Spring D38362 CRR | Component Requirements Review | C | Component Approval Document | Released |  | NO | 02/27/2020 12:35:06:844 | Release
CA069128,B,4,Main Spring_D38362_I-Sheet | Main Spring_D38362_I-Sheet | Inspection Sheet RMI | B | Component Approval Document | Released |  | NO | 02/27/2020 12:35:06:234 | Release
CA075140,B,5,D38362P02_MAIN SPRING_CS | D38362P02_MAIN SPRING_CS | Capability Study | B | Component Approval Document | Released |  | NO | 02/27/2020 12:35:05:844 | Release
CA075139,B,5,D38362P02_MAIN SPRING_FAI | D38362P02_MAIN SPRING_FAI | First Article | B | Component Approval Document | Released |  | NO | 02/27/2020 12:35:05:703 | Release
CA069109,A,2,Outer Tube_D37684_CapStudy | Outer Tube_D37684_CapStudy | Capability Study | A | Component Approval Document | Released |  | NO | 02/27/2020 09:27:53:471 | Release
CA069108,A,2,Outer Tube_D37684_PFMEA | Outer Tube_D37684_PFMEA | Supplier Process FMEA | A | Component Approval Document | Released |  | NO | 02/27/2020 09:27:53:049 | Release
CA069110,A,2,Outer Tube_D37684_FAI | Outer Tube_D37684_FAI | First Article | A | Component Approval Document | Released |  | NO | 02/27/2020 09:27:52:924 | Release
CA068589,B,2,TRR for Brick Outer Tube | TRR for Brick Outer Tube | Tooling Requirements Review (TRR) | B | Component Approval Document | Released |  | NO | 02/27/2020 09:27:52:799 | Release
CA068041,C,3,D37684_Outer Tube _CRR | D37684_Outer Tube _CRR | Component Requirements Review | C | Component Approval Document | Rejected |  | NO | 02/27/2020 09:27:52:252 | WIP
CA075898,B,2,Micro Capacity Expansion for Brick Outer Tube | Micro Capacity Expansion for Brick Outer Tube | Supplier Process Change | B | Component Approval Document | Released |  | NO | 02/27/2020 09:27:52:127 | Release
CA079050,A,7,D37684_Outer Tube_Cap Study | D37684_Outer Tube_Cap Study | Capability Study | A | Component Approval Document | Released |  | NO | 02/27/2020 09:27:51:862 | Release
CA069116,D,4,Outer Tube Assembly_D38282_Control Plan | Outer Tube Assembly_D38282_Control Plan | Control Plan | D | Component Approval Document | Released |  | NO | 02/27/2020 09:27:51:721 | Release
CA079052,A,7,D37684_Outer Tube_Control Plan | D37684_Outer Tube_Control Plan | Control Plan | A | Component Approval Document | Released |  | NO | 02/27/2020 09:27:51:533 | Release
CA079051,A,3,D37684_Outer Tube_FAI | D37684_Outer Tube_FAI | First Article | A | Component Approval Document | Released |  | NO | 02/27/2020 09:27:51:112 | Release
CA079053,A,6,D37684_Outer Tube_PFEMA | D37684_Outer Tube_PFEMA | Supplier Process FMEA | A | Component Approval Document | Released |  | NO | 02/27/2020 09:27:50:971 | Release
CA068044,B,1,Outer Tube Assy Pad Printing D38282_CRR | Outer Tube Assy Pad Printing D38282_CRR | Component Requirements Review | B | Component Approval Document | Released |  | NO | 02/27/2020 09:27:50:721 | Release
CA069117,B,3,Raw Material Inspection Specification for the ENSEAL X1 Large Jaw Tissue Sealer NSLX120L - Outer Tube Assem | Raw Material Inspection Specification for the ENSEAL X1 Large Jaw Tissue Sealer NSLX120L - Outer Tube Assembly D38282 | Inspection Sheet RMI | B | Component Approval Document | Released |  | NO | 02/27/2020 09:27:50:565 | Release
CA069111,B,2,Outer Tube_D37684_Control Plan | Outer Tube_D37684_Control Plan | Control Plan | B | Component Approval Document | Released |  | NO | 02/27/2020 09:27:50:424 | Release
SCN031320,W,2,NSLX120L Material Biocompatibility Evaluation | NSLX120L Material Biocompatibility Evaluation | Material Biocompatibility Evaluation | W | Scanned (Hardcopy) Item | Released |  | NO | 02/27/2020 09:14:19:615 | Release
CA077932,A,2,D38461G02_CABLE ASSEMBLY OVERMOLD_FAI | D38461G02_CABLE ASSEMBLY OVERMOLD_FAI | First Article | A | Component Approval Document | Released |  | NO | 02/26/2020 12:16:18:186 | Release
CA079787,A,2,D38461G03_Cable Assembly Overmold_FAI | D38461G03_Cable Assembly Overmold_FAI | First Article | A | Component Approval Document | Released |  | NO | 02/26/2020 12:16:17:186 | Release
CA079792,A,3,D38461G04 Cable Assembly-PFMEA | D38461G04 Cable Assembly-PFMEA | Supplier Process FMEA | A | Component Approval Document | Released |  | NO | 02/26/2020 12:16:16:405 | Release
CA071250,A,5,D4149701, WIRE GUIDE CRR | D4149701, WIRE GUIDE CRR | Component Requirements Review | A | Component Approval Document | Released |  | NO | 02/26/2020 12:16:15:561 | Release
CA071390,A,6,Raw Material Inspection Specification for the ENSEAL X1 Large Jaw Tissue Sealer NSLX120L - D38461 Cable Ass | Raw Material Inspection Specification for the ENSEAL X1 Large Jaw Tissue Sealer NSLX120L - D38461 Cable Assembly Overmold | Inspection Sheet RMI | A | Component Approval Document | Released |  | NO | 02/26/2020 12:16:14:796 | Release
CA069007,B,3,CAP Overmold Cable Assembly, Brick | CAP Overmold Cable Assembly, Brick | Capability Study | B | Component Approval Document | Released |  | NO | 02/26/2020 12:16:14:514 | Release
CA069009,B,2,PFMEA Overmold Cable Assembly Brick | PFMEA Overmold Cable Assembly Brick | Supplier Process FMEA | B | Component Approval Document | Released |  | NO | 02/26/2020 12:16:14:436 | Release
CA079789,A,3,D38461G03 Cable Assembly-PFMEA | D38461G03 Cable Assembly-PFMEA | Supplier Process FMEA | A | Component Approval Document | Released |  | NO | 02/26/2020 12:16:14:342 | Release
CA079790,A,1,D38461G04_Cable Assembly Overmold | D38461G04_Cable Assembly Overmold | First Article | A | Component Approval Document | Released |  | NO | 02/26/2020 12:16:14:249 | Release
CA077933,A,1,D38461G02_CABLE ASSEMBLY OVERMOLD_CS | D38461G02_CABLE ASSEMBLY OVERMOLD_CS | Capability Study | A | Component Approval Document | Released |  | NO | 02/26/2020 12:16:14:061 | Release
CA077935,A,2,D38461G02_CABLE ASSEMBLY OVERMOLD_PFMEA | D38461G02_CABLE ASSEMBLY OVERMOLD_PFMEA | Supplier Process FMEA | A | Component Approval Document | Released |  | NO | 02/26/2020 12:16:13:967 | Release
CA066451,C,3,Reclamation Equipment | Reclamation Equipment | Equipment Requirements Review | C | Component Approval Document | Released |  | NO | 02/26/2020 12:16:13:671 | Release
CA068032,B,2,D39221 Return Contact CRR | D39221 Return Contact CRR | Component Requirements Review | B | Component Approval Document | Released |  | NO | 02/26/2020 12:16:13:405 | Release
PRC094659,A,2,SV for Brick MAS Line E19597 | SV for Brick MAS Line E19597 | Protocol Software Validation | A | Protocol | Released |  | NO | 02/26/2020 12:00:35:985 | Release
CA069112,A,3,Outer Tube Assembly_D38282_PFMEA | Outer Tube Assembly_D38282_PFMEA | Supplier Process FMEA | A | Component Approval Document | Released |  | NO | 02/25/2020 15:01:24:006 | Release
CA069115,B,3,Outer Tube Assembly_D38282_FAI | Outer Tube Assembly_D38282_FAI | First Article | B | Component Approval Document | Released |  | NO | 02/25/2020 15:01:23:912 | Release
CA069114,B,3,Outer Tube Assembly_D38282_CapStudy | Outer Tube Assembly_D38282_CapStudy | Capability Study | B | Component Approval Document | Released |  | NO | 02/25/2020 15:01:23:834 | Release
CA080841,B,1,D38282G02/G04 Outer Tube W/ Heat Shrink new sutier location | D38282G02/G04 Outer Tube W/ Heat Shrink new sutier location | Supplier Process Change | B | Component Approval Document | Released |  | NO | 02/25/2020 15:01:22:990 | Release
CA068107,A,1,Brick Outer Tube with Heat Shrink Assy D38282G01 TRR | Brick Outer Tube with Heat Shrink Assy D38282G01 TRR | Tooling Requirements Review (TRR) | A | Component Approval Document | Working |  | NO | 02/25/2020 15:01:21:349 | WIP
PRC091986,B,2,SV for Brick MAS Line E19597 | SV for Brick MAS Line E19597 | Protocol Software Validation | B | Protocol | Rejected |  | NO | 02/25/2020 10:02:22:146 | WIP
PRC090123,B,2,Software Validation For the Silicone and Cure Station E18643 | Software Validation For the Silicone and Cure Station E18643 | Protocol Software Validation | B | Protocol | Released |  | NO | 02/24/2020 13:50:00:705 | Release
PRC093975,A,3,SV for Brick FGQA Device Functional Tester E18646 | SV for Brick FGQA Device Functional Tester E18646 | Protocol Software Validation | A | Protocol | Released |  | NO | 02/21/2020 14:55:55:716 | Release
SCN072697,A,2,1911-0114 Tenney A Brick Accelerated Aging Test T 65days | 1911-0114 Tenney A Brick Accelerated Aging Test T 65days | RDL Test Data | A | Scanned (Hardcopy) Item | Released |  | NO | 02/20/2020 13:53:14:459 | Release
RA001173,A,1,Conformity Assessment for ENSEAL Bipolar | Conformity Assessment for ENSEAL Bipolar | EU MDR Conformity Assessment | A | Generic Regulatory Doc. | Released |  | NO | 02/18/2020 14:28:58:988 | Release
CA081392,A,2,D38178P01 ACTIVE ROD HEAT SHRINK MT2000 compound New Subtier | D38178P01 ACTIVE ROD HEAT SHRINK MT2000 compound New Subtier | Supplier Process Change | A | Component Approval Document | Released |  | NO | 02/14/2020 17:45:17:764 | Release
PRC093989,A,2,Brick EEPROM Reader SV | Brick EEPROM Reader SV | Protocol Software Validation | A | Protocol | Released |  | NO | 02/14/2020 14:02:03:771 | Release
PRC091442,B,4,Brick pre-DVT with outer tube by alternate supplier | Brick pre-DVT with outer tube by alternate supplier | None | B | Engineering Study | Released |  | NO | 02/14/2020 09:44:30:796 | Release
PRC092242,B,2,Software Validation for Brick Torque Tester OP160 | Software Validation for Brick Torque Tester OP160 | Protocol Software Validation | B | Protocol | Released |  | NO | 02/14/2020 09:36:30:557 | Release
PRC090748,A,2,SV for Distal-Proximal Assembly E18640, E18641, E18642 | SV for Distal-Proximal Assembly E18640, E18641, E18642 | Protocol Software Validation | A | Protocol | Released |  | NO | 02/14/2020 09:33:32:337 | Release
PRC094073,B,1,ECR0001533 Design Verification Testing | ECR0001533 Design Verification Testing | None | B | Completion Report | Released |  | NO | 02/13/2020 18:26:47:792 | Release
PRC094072,B,1,ECR0001533 Design Verification Testing | ECR0001533 Design Verification Testing | Protocol - Other | B | Protocol | Released |  | NO | 02/13/2020 18:25:07:432 | Release
CA070076,C,2,D39441G02_Upper Electrode_CS | D39441G02_Upper Electrode_CS | Capability Study | C | Component Approval Document | Released |  | NO | 02/13/2020 16:10:53:800 | Release
PRC093664,B,3,Brick ECR-1533 Electrode Plant Trial | Brick ECR-1533 Electrode Plant Trial | None | B | Engineering Study | Released |  | NO | 02/13/2020 16:10:53:800 | Release
CA070085,B,2,D39443G02_Lower Electrode_CS | D39443G02_Lower Electrode_CS | Capability Study | B | Component Approval Document | Released |  | NO | 02/13/2020 16:10:53:769 | Release
CA070074,D,1,D39441G02_Upper Electrode_FAI | D39441G02_Upper Electrode_FAI | First Article | D | Component Approval Document | Released |  | NO | 02/13/2020 16:10:53:754 | Release
CA070083,D,1,D39443G02_Lower Electrode_FAI | D39443G02_Lower Electrode_FAI | First Article | D | Component Approval Document | Released |  | NO | 02/13/2020 16:10:53:754 | Release
CA070078,B,2,D39441G02_Upper Electrode_PFMEA | D39441G02_Upper Electrode_PFMEA | Supplier Process FMEA | B | Component Approval Document | Released |  | NO | 02/13/2020 16:10:53:722 | Release
CA070087,B,2,D39443G02_Lower Electrode_PFMEA | D39443G02_Lower Electrode_PFMEA | Supplier Process FMEA | B | Component Approval Document | Released |  | NO | 02/13/2020 16:10:53:722 | Release
DOC027521,A,6,Validation Assessment Form - ECR001533 New Foster material for electrode | Validation Assessment Form - ECR001533 New Foster material for electrode | Validation Assessment | A | EPI Generic Document | Released |  | NO | 02/13/2020 16:10:53:675 | Release
CA070089,E,1,D39443G02_Lower Electrode_CP | D39443G02_Lower Electrode_CP | Control Plan | E | Component Approval Document | Released |  | NO | 02/13/2020 16:10:53:660 | Release
CA070080,C,1,D39441G02_Upper Electrode_CP | D39441G02_Upper Electrode_CP | Control Plan | C | Component Approval Document | Released |  | NO | 02/13/2020 16:10:53:644 | Release
CA069526,E,2,D39443_Lower_Electrode CRR | D39443_Lower_Electrode CRR | Component Requirements Review | E | Component Approval Document | Released |  | NO | 02/13/2020 16:10:53:629 | Release
CA069525,C,2,D39441 Upper Electrode CRR | D39441 Upper Electrode CRR | Component Requirements Review | C | Component Approval Document | Released |  | NO | 02/13/2020 16:10:53:613 | Release
CA070091,B,2,D39443G01_G02 Lower Electrode-RMI-Sheet | D39443G01_G02 Lower Electrode-RMI-Sheet | Inspection Sheet RMI | B | Component Approval Document | Released |  | NO | 02/13/2020 16:10:53:597 | Release
PRC072737,G,14,Brick Tolerance Stack Analysis | Brick Tolerance Stack Analysis | None | G | Engineering Study | Released |  | NO | 02/13/2020 16:10:53:597 | Release
CA070082,C,2,D39441G01_G02 Upper Electrode-RMI-Sheet | D39441G01_G02 Upper Electrode-RMI-Sheet | Inspection Sheet RMI | C | Component Approval Document | Released |  | NO | 02/13/2020 16:10:53:566 | Release
SCN048570,F,5,DBAM - CC4 -EnSeal XL Large Jaw Tissue Sealer | DBAM - CC4 -EnSeal XL Large Jaw Tissue Sealer | DBAM | F | Scanned (Hardcopy) Item | Released |  | NO | 02/13/2020 16:10:53:488 | Release
RA000853,A,1,Global Regulatory Strategy for ECR0001533 | Global Regulatory Strategy for ECR0001533 | Regulatory Strategy/Plan | A | Generic Regulatory Doc. | Released |  | NO | 02/13/2020 16:10:53:347 | Release
PRC089989,A,3,NSLX120L Electrode Material Biocompatibility Build | NSLX120L Electrode Material Biocompatibility Build | None | A | Engineering Study | Released |  | NO | 02/13/2020 16:10:53:300 | Release
PRC092805,A,2,OP050 Brick Jaw Gap Fixture Spring Force Characterization | OP050 Brick Jaw Gap Fixture Spring Force Characterization | None | A | Engineering Study | Released |  | NO | 02/13/2020 14:45:09:132 | Release
PRC091918,A,2,OP080 SigPOD and PLC Settings | OP080 SigPOD and PLC Settings | None | A | Engineering Study | Released |  | NO | 02/13/2020 14:28:42:248 | Release
SCN073290,A,1,2001-0253 Justin Kovach Vessel Measurements 02-04-20 | 2001-0253 Justin Kovach Vessel Measurements 02-04-20 | RDL Test Data | A | Scanned (Hardcopy) Item | Released |  | NO | 02/13/2020 13:45:27:773 | Release
PRC091501,A,1,Brick ECR-945 Electrode Evaluation Build | Brick ECR-945 Electrode Evaluation Build | None | A | Engineering Study | Released |  | NO | 02/12/2020 10:06:37:525 | Release
PRC093002,B,2,Brick ECR-945 Engineering Build 4 | Brick ECR-945 Engineering Build 4 | None | B | Engineering Study | Released |  | NO | 02/12/2020 10:04:45:867 | Release
SCN073054,B,2,2001-0157 CSZ 4 Brick Test SCN052111_01-27-20 | 2001-0157 CSZ 4 Brick Test SCN052111_01-27-20 | RDL Test Data | B | Scanned (Hardcopy) Item | Released |  | NO | 02/12/2020 10:02:11:663 | Release
PRC091562,A,4,Brick MAS Load Cell Setup GR&R & Capability, E19513 | Brick MAS Load Cell Setup GR&R & Capability, E19513 | None | A | Engineering Study | Released |  | NO | 02/11/2020 17:41:26:923 | Release
PRC091132,A,3,OP080 Latch-Unlatch Test GRR | OP080 Latch-Unlatch Test GRR | None | A | Engineering Study | Released |  | NO | 02/11/2020 17:34:25:748 | Release
PRC092104,A,3,Attribute Gage R&R for OP080 Distal Shaft Assembly | Attribute Gage R&R for OP080 Distal Shaft Assembly | None | A | Engineering Study | Released |  | NO | 02/11/2020 15:09:14:986 | Release
SRC002572,D,1,Software for MDC Blister Sealer E17141 | Software for MDC Blister Sealer E17141 | Equipment Software | D | Software (Source Code) | Released |  | NO | 02/11/2020 10:15:54:700 | Release
PRC091381,A,2,Gage Equivalency Study for E18637 Jaw Gap Tester | Gage Equivalency Study for E18637 Jaw Gap Tester | None | A | Engineering Study | Released |  | NO | 02/07/2020 11:29:52:166 | Release
PRC091919,A,2,OP080/FGQA Compatibility Test | OP080/FGQA Compatibility Test | None | A | Engineering Study | Released |  | NO | 02/07/2020 11:28:35:712 | Release
PRC093045,A,2,Brick MAS OP20 Verification Handle Assembly #1 | Brick MAS OP20 Verification Handle Assembly #1 | None | A | Engineering Study | Released |  | NO | 02/07/2020 11:24:45:493 | Release
CA081638,A,3,D44153P02_ACTIVE ROD_FAI | D44153P02_ACTIVE ROD_FAI | First Article | A | Component Approval Document | Released |  | NO | 02/07/2020 11:15:17:429 | Release
SCN073097,A,1,2001-0229 CSZ 2_3 PRC094203 Brick Test SCN052111_01-29-20. | 2001-0229 CSZ 2_3 PRC094203 Brick Test SCN052111_01-29-20. | RDL Test Data | A | Scanned (Hardcopy) Item | Released |  | NO | 02/07/2020 11:11:55:743 | Release
SCN073176,A,1,2011-0253 Justin Kovach Vessel Measurements 02-05-20 | 2011-0253 Justin Kovach Vessel Measurements 02-05-20 | RDL Test Data | A | Scanned (Hardcopy) Item | Released |  | NO | 02/07/2020 11:11:20:804 | Release
PRC091310,A,2,Gage Equivalency Study for E18645 Shaft Functional Tester | Gage Equivalency Study for E18645 Shaft Functional Tester | None | A | Engineering Study | Released |  | NO | 02/06/2020 10:04:27:881 | Release
PRC091274,A,4,SV for E18637A Jaw Gap Measurement Station | SV for E18637A Jaw Gap Measurement Station | Protocol Software Validation | A | Protocol | Released |  | NO | 02/05/2020 09:41:03:505 | Release
PRC094098,A,2,SV for E18637B Jaw Gap Measurement Station | SV for E18637B Jaw Gap Measurement Station | Protocol Software Validation | A | Protocol | Released |  | NO | 02/05/2020 09:40:01:348 | Release
PRC075456,D,2,SV for MDC Blister Sealer E17141 for Brick Line #149 | SV for MDC Blister Sealer E17141 for Brick Line #149 | Protocol Software Validation | D | Protocol | Released |  | NO | 02/04/2020 17:41:09:356 | Release
PRC075457,D,2,SV for MDC Blister Sealer E17141 for Brick Line #149 | SV for MDC Blister Sealer E17141 for Brick Line #149 | None | D | Completion Report | Released |  | NO | 02/04/2020 17:41:09:340 | Release
PRC049933,X,4,ENSEAL device functionality in the presence of other RF generators and devices | ENSEAL device functionality in the presence of other RF generators and devices | None | X | Engineering Study | Released |  | NO | 02/04/2020 17:27:33:979 | Release
PRC094203,A,3,Burst and Reliability Assessment of Brick Duplicate Line FAT Devices | Burst and Reliability Assessment of Brick Duplicate Line FAT Devices | None | A | Engineering Study | Released |  | NO | 02/04/2020 07:56:14:489 | Release
PRC092978,A,2,Completion Report IQ for Dummy Device Jaw Gap Fixture | Completion Report IQ for Dummy Device Jaw Gap Fixture | None | A | Completion Report | Released |  | NO | 01/31/2020 12:42:38:144 | Release
DOC027367,A,3,Validation Assessment for Blow off Cleaning station for Jaw Electrode particles removal | Validation Assessment for Blow off Cleaning station for Jaw Electrode particles removal | None | A | EPI Generic Document | Released |  | NO | 01/31/2020 12:41:30:487 | Release
PRC075457,A,2,SV for MDC Blister Sealer E17141 for Brick Line #149 | SV for MDC Blister Sealer E17141 for Brick Line #149 | None | A | Completion Report | Released |  | NO | 01/31/2020 10:49:10:873 | Release
PRC075457,B,4,SV for MDC Blister Sealer E17141 for Brick Line #149 | SV for MDC Blister Sealer E17141 for Brick Line #149 | None | B | Completion Report | Released |  | NO | 01/31/2020 10:49:10:092 | Release
PRC090248,A,1,Brick Weigh Scale GRR | Brick Weigh Scale GRR | None | A | Engineering Study | Released |  | NO | 01/31/2020 09:42:45:569 | Release
CA070082,B,2,Raw Material Inspection Specification for the ENSEAL X1 Large Jaw Tissue Sealer NSLX120L - D39441 Upper Ele | Raw Material Inspection Specification for the ENSEAL X1 Large Jaw Tissue Sealer NSLX120L - D39441 Upper Electrode | Inspection Sheet RMI | B | Component Approval Document | Released |  | NO | 01/31/2020 04:03:16:966 | Release
PRC094070,A,2,ECR0001533 Device Pre-Conditioning | ECR0001533 Device Pre-Conditioning | Protocol - Other | A | Protocol | Released |  | NO | 01/28/2020 15:59:06:365 | Release
PRC090258,A,2,Software Validation for Jaw Glue Cure Oven Buffer System (E18635) For Brick Shaft Line | Software Validation for Jaw Glue Cure Oven Buffer System (E18635) For Brick Shaft Line | Protocol Software Validation | A | Protocol | Released |  | NO | 01/28/2020 10:25:39:796 | Release
PRC090242,A,3,Software Validation for Brick Glue Station E18633 | Software Validation for Brick Glue Station E18633 | Protocol Software Validation | A | Protocol | Released |  | NO | 01/28/2020 10:19:58:428 | Release
PRC091921,A,3,PRC091921 Brick FGQA OP080 Characterization Electrical Characterization | PRC091921 Brick FGQA OP080 Characterization Electrical Characterization | None | A | Engineering Study | Released |  | NO | 01/27/2020 16:24:39:251 | Release
PRC092215,A,1,SV Tensile Tester Brick Shaft Line | SV Tensile Tester Brick Shaft Line | Protocol Software Validation | A | Protocol | Released |  | NO | 01/27/2020 14:02:16:811 | Release
PRC091733,A,3,Brick Shaft Electrode Welder | Brick Shaft Electrode Welder | None | A | Engineering Study | Released |  | NO | 01/27/2020 13:42:49:661 | Release
SCN072705,A,2,Rationale for Simulated Sterilization | Rationale for Simulated Sterilization | Sterilization Documentation | A | Scanned (Hardcopy) Item | Released |  | NO | 01/23/2020 17:27:24:909 | Release
CA073972,A,3,D43272G01 Upper Electrode CRR | D43272G01 Upper Electrode CRR | Component Requirements Review | A | Component Approval Document | Rejected |  | NO | 01/23/2020 11:25:03:756 | WIP
CA073979,A,2,D43273G01 Lower Electrode CRR | D43273G01 Lower Electrode CRR | Component Requirements Review | A | Component Approval Document | Rejected |  | NO | 01/23/2020 11:24:53:225 | WIP
PRC090683,A,3,Brick Shaft Heat Shrink Station | Brick Shaft Heat Shrink Station | Protocol Software Validation | A | Protocol | Released |  | NO | 01/23/2020 07:41:41:027 | Release
SCN060262,C,2,ENSEAL Tissue Sealers | ENSEAL Tissue Sealers | CER (Clinical Expert Report) | C | Scanned (Hardcopy) Item | Released |  | NO | 01/21/2020 21:07:15:002 | Release
SPE003186,J,6,Material Specification for ENSEAL 20 cm Shaft, Large Jaw | Material Specification for ENSEAL 20 cm Shaft, Large Jaw | Material Specification | J | Specification | Released |  | NO | 01/20/2020 13:20:34:037 | Release
PRC091136,A,3,OP080 Knife Return GRR | OP080 Knife Return GRR | None | A | Engineering Study | Released |  | NO | 01/17/2020 11:09:09:345 | Release
CA068354,E,3,D37119P02_Left Shroud_CP | D37119P02_Left Shroud_CP | Control Plan | E | Component Approval Document | Released |  | NO | 01/16/2020 15:04:53:205 | Release
PRC093068,A,4,Brick Delamination Study: Cleaning, Inspecting and Verification of original spacer design | Brick Delamination Study: Cleaning, Inspecting and Verification of original spacer design | None | A | Engineering Study | Released |  | NO | 01/16/2020 14:58:14:533 | Release
CA068347,E,3,D37118P02_Right Shroud_CP | D37118P02_Right Shroud_CP | Control Plan | E | Component Approval Document | Released |  | NO | 01/16/2020 12:55:10:190 | Release
PRC090249,A,1,GRR for Brick Jaw Epoxy Application | GRR for Brick Jaw Epoxy Application | None | A | Engineering Study | Released |  | NO | 01/14/2020 16:52:33:876 | Release
PRC091021,A,2,GR&R Brick Electrode Assembly -OP020 | GR&R Brick Electrode Assembly -OP020 | None | A | Engineering Study | Released |  | NO | 01/14/2020 16:49:02:422 | Release
PRC091099,A,2,OP010 Epoxy Characterization | OP010 Epoxy Characterization | None | A | Engineering Study | Released |  | NO | 01/14/2020 16:37:34:530 | Release
PRC091922,A,3,NSLX120L Brick FGQA OP080 Characterization Vision Verification | NSLX120L Brick FGQA OP080 Characterization Vision Verification | None | A | Engineering Study | Released |  | NO | 01/14/2020 16:29:44:264 | Release
PRC091565,A,5,Brick FGQA Electrical Test GRR, E18646 | Brick FGQA Electrical Test GRR, E18646 | None | A | Engineering Study | Released |  | NO | 01/14/2020 13:32:38:415 | Release
PRC091567,A,4,PRC091567 Brick FGQA OP080 GR&R Mechanical Test | PRC091567 Brick FGQA OP080 GR&R Mechanical Test | None | A | Engineering Study | Released |  | NO | 01/14/2020 13:19:07:523 | Release
PRC091563,A,6,PRC091563 Brick FGQA OP080 GR&R Hipot | PRC091563 Brick FGQA OP080 GR&R Hipot | None | A | Engineering Study | Released |  | NO | 01/13/2020 17:12:57:265 | Release
PRC091923,A,3,PRC091923 Brick FGQA OP080 Characterization Electrical Set-up Verification | PRC091923 Brick FGQA OP080 Characterization Electrical Set-up Verification | None | A | Engineering Study | Released |  | NO | 01/13/2020 16:57:36:295 | Release
PRC090746,A,8,Att GR&R for Proximal Shaft E18642 | Att GR&R for Proximal Shaft E18642 | None | A | Engineering Study | Released |  | NO | 01/13/2020 14:22:31:917 | Release
PRC091920,A,2,PRC091920 Brick FGQA OP080 Characterization SigPOD and PLC Settings | PRC091920 Brick FGQA OP080 Characterization SigPOD and PLC Settings | None | A | Engineering Study | Released |  | NO | 01/13/2020 14:14:45:854 | Release
CA072564,A,3,D39441G01 UPPER ELECTRODE NEW INSERTS SPCR | D39441G01 UPPER ELECTRODE NEW INSERTS SPCR | Supplier Process Change | A | Component Approval Document | Released |  | NO | 01/13/2020 13:53:20:085 | Release
CA069520,A,4,D39441_Upper_Electrode_Overmolded_TRR | D39441_Upper_Electrode_Overmolded_TRR | Tooling Requirements Review (TRR) | A | Component Approval Document | Released |  | NO | 01/13/2020 13:53:17:992 | Release
CA071790,A,3,Electrode Assembly Equipment | Electrode Assembly Equipment | Equipment Requirements Review | A | Component Approval Document | Released |  | NO | 01/13/2020 13:53:17:835 | Release
PRC092075,A,2,Characterization for OP110 Brick Silicone Oven Mapping | Characterization for OP110 Brick Silicone Oven Mapping | None | A | Engineering Study | Released |  | NO | 01/13/2020 13:50:28:601 | Release
PRC093043,A,2,Brick MAS OP70 Verification for Rotator Cap Assembly | Brick MAS OP70 Verification for Rotator Cap Assembly | None | A | Engineering Study | Released |  | NO | 01/13/2020 13:48:27:007 | Release
PRC093253,A,7,Jabil Associates Training Buccaneer - Vineyard | Jabil Associates Training Buccaneer - Vineyard | Protocol - Other | A | Protocol | Released |  | NO | 01/10/2020 18:02:03:238 | Release
SCN072282,A,2,ENSEAL X1 Large Jaw MDR IFU Change Memo | ENSEAL X1 Large Jaw MDR IFU Change Memo | ECR/ECP supportive documents | A | Scanned (Hardcopy) Item | Released |  | NO | 01/09/2020 14:43:10:652 | Release
SRC002573,D,2,Software for Sales Unit Smart System Packaging E17142 | Software for Sales Unit Smart System Packaging E17142 | Equipment Software | D | Software (Source Code) | Released |  | NO | 01/09/2020 07:28:51:062 | Release
SRC002574,B,2,Software for Label Printer for single Box E17390 | Software for Label Printer for single Box E17390 | Equipment Software | B | Software (Source Code) | Released |  | NO | 01/09/2020 07:28:50:047 | Release
SCN071784,A,1,1911-0221 CSZ 3_4 PRC093002 Brick Test SCN052111_11-27_12-09_10-19 | 1911-0221 CSZ 3_4 PRC093002 Brick Test SCN052111_11-27_12-09_10-19 | RDL Test Data | A | Scanned (Hardcopy) Item | Released |  | NO | 01/08/2020 08:17:42:692 | Release
DR000592,A,3,02NSLX120L - Brick Unrestricted EEPROM | 02NSLX120L - Brick Unrestricted EEPROM | PCO | A | Design Requirement | Released |  | NO | 01/07/2020 17:20:53:644 | Release
CA082358,B,2,M4 D37118P02 and D37119P02 cross cualification at Tecnimark | M4 D37118P02 and D37119P02 cross cualification at Tecnimark | Supplier Process Change | B | Component Approval Document | Released |  | NO | 01/06/2020 18:02:51:501 | Release
CA082474,A,2,D44153P02_ACTIVE ROD_CONTROL PLAN | D44153P02_ACTIVE ROD_CONTROL PLAN | Control Plan | A | Component Approval Document | Released |  | NO | 01/02/2020 10:38:37:444 | Release
CA082473,A,3,D44153P02_ACTIVE ROD_PFMEA | D44153P02_ACTIVE ROD_PFMEA | Supplier Process FMEA | A | Component Approval Document | Released |  | NO | 01/02/2020 10:37:40:819 | Release
CA082369,A,2,Cap. Study - M4 cross qualification U06 to G14 | Cap. Study - M4 cross qualification U06 to G14 | Capability Study | A | Component Approval Document | Released |  | NO | 12/20/2019 12:24:17:906 | Release
PRC090786,A,4,Brick Grasping Force | Brick Grasping Force | None | A | Engineering Study | Rejected |  | NO | 12/20/2019 12:24:09:531 | WIP
CA082368,A,1,FAI - M4 cross qualification U06 to G14 | FAI - M4 cross qualification U06 to G14 | First Article | A | Component Approval Document | Released |  | NO | 12/20/2019 11:31:36:707 | Release
DOC027420,B,4,Brick EEPROM Configuration List | Brick EEPROM Configuration List | None | B | EPI Generic Document | Released |  | NO | 12/20/2019 11:22:49:250 | Release
PRC091171,A,11,Upper Electrode Test Puck DV Build | Upper Electrode Test Puck DV Build | None | A | Completion Report | Released |  | NO | 12/19/2019 16:30:15:912 | Release
DOC027382,A,4,Franchise Validation Assessment ECR1393 Unrestricted EEPROM | Franchise Validation Assessment ECR1393 Unrestricted EEPROM | Validation Assessment | A | EPI Generic Document | Released |  | NO | 12/19/2019 12:44:34:727 | Release
PRC092631,A,6,Performance Qualification of new EEPROM Map for NSLX120L Completion Report | Performance Qualification of new EEPROM Map for NSLX120L Completion Report | None | A | Completion Report | Released |  | NO | 12/19/2019 12:44:34:711 | Release
RMD001074,K,3,Project Brick AFMEA | Project Brick AFMEA | Application FMEA-Legacy | K | Risk Management Document | Released |  | NO | 12/19/2019 12:44:34:633 | Release
PRC075459,B,5,SV for Label Printer for single Box E17390 for Brick Line #149 | SV for Label Printer for single Box E17390 for Brick Line #149 | None | B | Completion Report | Released |  | NO | 12/19/2019 12:44:34:539 | Release
PRC075461,D,4,SV For Sales Unit Smart System Packaging E17142 for Brick Line #149 | SV For Sales Unit Smart System Packaging E17142 for Brick Line #149 | None | D | Completion Report | Released |  | NO | 12/19/2019 12:44:34:539 | Release
PRC092478,A,4,ECR0001393 DVT Completion Report | ECR0001393 DVT Completion Report | None | A | Completion Report | Released |  | NO | 12/19/2019 12:44:34:492 | Release
PRC075458,B,8,SV for Label Printer for single Box E17390 for Brick Line #149 | SV for Label Printer for single Box E17390 for Brick Line #149 | Protocol Software Validation | B | Protocol | Released |  | NO | 12/19/2019 12:44:34:477 | Release
PRC075460,D,9,SV For Sales Unit Smart System Packaging E17142 for Brick Line #149 | SV For Sales Unit Smart System Packaging E17142 for Brick Line #149 | Protocol Software Validation | D | Protocol | Released |  | NO | 12/19/2019 12:44:34:477 | Release
SCN069356,A,2,ENSEAL X1 Large Jaw Uncontrolled EEPROM RMR | ENSEAL X1 Large Jaw Uncontrolled EEPROM RMR | Risk Management Review Meeting Minutes | A | Scanned (Hardcopy) Item | Released |  | NO | 12/19/2019 12:44:34:398 | Release
SCN068671,A,2,02NSLX120L | 02NSLX120L | Pressure Sensitive Label | A | Scanned (Hardcopy) Item | Released |  | NO | 12/19/2019 12:44:34:383 | Release
SRC003193,A,5,Unrestricted EEPROM Brick Parameter Files | Unrestricted EEPROM Brick Parameter Files | Product Software/Firmware | A | Software (Source Code) | Released |  | NO | 12/19/2019 12:44:34:336 | Release
DR000427,G,6,Interface Requirements Document for R1A Brick Instrument | Interface Requirements Document for R1A Brick Instrument | Interface Requirements Document | G | Design Requirement | Released |  | NO | 12/19/2019 12:44:34:289 | Release
RMD001040,H,2,Enseal Tissue Sealers PMS Plan | Enseal Tissue Sealers PMS Plan | Post Market Surveillance Plan | H | Risk Management Document | Released |  | NO | 12/19/2019 10:24:27:171 | Release
RMD001040,F,3,Enseal Tissue Sealers PMS Plan | Enseal Tissue Sealers PMS Plan | Post Market Surveillance Plan | F | Risk Management Document | Released |  | NO | 12/19/2019 10:24:22:467 | Release
RMD001040,G,1,Enseal Tissue Sealers PMS Plan | Enseal Tissue Sealers PMS Plan | Post Market Surveillance Plan | G | Risk Management Document | Released |  | NO | 12/19/2019 10:24:21:920 | Release
SCN071730,A,1,1912-0071 Elie Laumond Brick Electrode Pads Microhardness Tester - BUEHLER_ Test | 1912-0071 Elie Laumond Brick Electrode Pads Microhardness Tester - BUEHLER_ Test | RDL Test Data | A | Scanned (Hardcopy) Item | Released |  | NO | 12/18/2019 14:56:29:136 | Release
PRC093614,A,3,Validation Plan ECR0001393 Unrestricted EEPROM | Validation Plan ECR0001393 Unrestricted EEPROM | Protocol - Other | A | Protocol | Released |  | NO | 12/17/2019 15:36:43:489 | Release
PRC091664,A,3,NSLX120L ECR-1110 DV Build 2 Report | NSLX120L ECR-1110 DV Build 2 Report | None | A | Completion Report | Released |  | NO | 12/17/2019 14:48:00:793 | Release
PRC091138,A,6,Brick MAS OP95 GR&R Trasfer Out Station | Brick MAS OP95 GR&R Trasfer Out Station | None | A | Engineering Study | Released |  | NO | 12/17/2019 13:45:03:448 | Release
PRC091130,A,3,Brick MAS OP70 GR&R Rotator Cap Assembly | Brick MAS OP70 GR&R Rotator Cap Assembly | None | A | Engineering Study | Released |  | NO | 12/16/2019 15:56:10:165 | Release
PRC091123,A,4,Brick MAS OP50 GR&R Handle Assembly #4 | Brick MAS OP50 GR&R Handle Assembly #4 | None | A | Engineering Study | Released |  | NO | 12/16/2019 12:29:48:908 | Release
PRC091122,A,5,Brick MAS OP40 GR&R Handle Assembly #3 | Brick MAS OP40 GR&R Handle Assembly #3 | None | A | Engineering Study | Released |  | NO | 12/16/2019 12:25:08:594 | Release
PRC093578,A,3,Brick NSLX120L Biocompatibility Build | Brick NSLX120L Biocompatibility Build | None | A | Engineering Study | Released |  | NO | 12/13/2019 11:18:44:096 | Release
SCN071641,A,2,1912-0076 Elie Laumond Brick Electrode Jaw Flatness VR5000 Test | 1912-0076 Elie Laumond Brick Electrode Jaw Flatness VR5000 Test | RDL Test Data | A | Scanned (Hardcopy) Item | Released |  | NO | 12/12/2019 16:07:20:904 | Release
PRC092806,A,3,2019 EO Requalification and Natural Product Resistance Testing for Products Sterilized at Steris EP1 in El | 2019 EO Requalification and Natural Product Resistance Testing for Products Sterilized at Steris EP1 in El Paso | Sterilization Validation | A | Protocol | Released |  | NO | 12/11/2019 10:50:25:765 | Release
SCN071563,A,1,E18645 Software Test Cases | E18645 Software Test Cases | None | A | Scanned (Hardcopy) Item | Released |  | NO | 12/10/2019 16:29:48:633 | Release
CA081818,A,1,SPCR Upper and Lower Jaws MIM Mold Tools | SPCR Upper and Lower Jaws MIM Mold Tools | Supplier Process Change | A | Component Approval Document | Released |  | NO | 12/10/2019 13:59:55:349 | Release
TRP001549,E,2,Reclamation Device | Reclamation Device | None | E | Assembly Operation | Released |  | NO | 12/05/2019 04:02:56:559 | Release
TRP001549,A,6,Reclamation Device | Reclamation Device | None | A | Assembly Operation | Released |  | NO | 12/05/2019 04:02:55:528 | Release
TRP001549,B,2,Reclamation Device | Reclamation Device | None | B | Assembly Operation | Released |  | NO | 12/05/2019 04:02:55:074 | Release
TRP001549,C,3,Reclamation Device | Reclamation Device | None | C | Assembly Operation | Released |  | NO | 12/05/2019 04:02:54:418 | Release
TRP001549,D,5,Reclamation Device | Reclamation Device | None | D | Assembly Operation | Released |  | NO | 12/05/2019 04:02:53:777 | Release
PRC092105,A,3,Process Characterization Study for E18645A and E18645B | Process Characterization Study for E18645A and E18645B | None | A | Engineering Study | Released |  | NO | 12/03/2019 15:55:09:961 | Release
PRC091917,A,4,OP080 Electrical Set-up Verification | OP080 Electrical Set-up Verification | None | A | Engineering Study | Released |  | NO | 12/02/2019 15:38:26:180 | Release
PRC092660,A,6,Installation Qualification Protocol For Dummy Device Jaw Gap Fixture | Installation Qualification Protocol For Dummy Device Jaw Gap Fixture | Protocol Equipment Install Qual | A | Protocol | Released |  | NO | 12/02/2019 15:31:00:882 | Release
PRC091916,A,1,OP080 Visions Verification | OP080 Visions Verification | None | A | Engineering Study | Released |  | NO | 12/02/2019 12:15:49:043 | Release
PRC092998,A,3,Brick Shaft Line Jaw Gap TMV for ECR0001751 | Brick Shaft Line Jaw Gap TMV for ECR0001751 | Protocol - Other | A | Protocol | Released |  | NO | 11/25/2019 17:46:30:178 | Release
CA082327,A,1,Process Qualification for D38282G04 - Outer Tube W/ Heat Shrink | Process Qualification for D38282G04 - Outer Tube W/ Heat Shrink | Capability Study | A | Component Approval Document | Released |  | NO | 11/25/2019 16:54:35:562 | Release
CA082328,A,1,FAI for D38282G04 - Outer Tube W/Heat Shrink | FAI for D38282G04 - Outer Tube W/Heat Shrink | First Article | A | Component Approval Document | Released |  | NO | 11/25/2019 16:47:47:968 | Release
PRC093326,A,1,EB4 Glue Delamination Study | EB4 Glue Delamination Study | None | A | Engineering Study | Working |  | NO | 11/22/2019 15:26:00:888 | NA_erobers2
PRC091564,A,1,Brick FGQA OP080 GR&R Latch-Unlatch | Brick FGQA OP080 GR&R Latch-Unlatch | None | A | Engineering Study | Released |  | NO | 11/19/2019 17:07:07:184 | Release
PRC091113,A,5,Brick MAS OP020 GR&R Vision System | Brick MAS OP020 GR&R Vision System | None | A | Engineering Study | Released |  | NO | 11/14/2019 16:33:47:348 | Release
PRC091568,A,2,PRC091568 Brick FGQA OP080 GR&R Knife Return | PRC091568 Brick FGQA OP080 GR&R Knife Return | None | A | Engineering Study | Released |  | NO | 11/14/2019 16:22:42:459 | Release
PRC091131,A,3,OP080 HiPot GRR | OP080 HiPot GRR | None | A | Engineering Study | Released |  | NO | 11/14/2019 14:52:10:890 | Release
PRC091133,A,8,OP080 Electrical Tests GRR | OP080 Electrical Tests GRR | None | A | Engineering Study | Released |  | NO | 11/14/2019 14:41:38:955 | Release
PRC091914,A,3,OP080 Pin Measurement Study | OP080 Pin Measurement Study | None | A | Engineering Study | Released |  | NO | 11/14/2019 14:36:37:308 | Release
SCN062618,B,2,02NSLX120L | 02NSLX120L | Pressure Sensitive Label | B | Scanned (Hardcopy) Item | Released |  | NO | 11/12/2019 16:07:07:017 | Release
SCN062618,A,3,02NSLX120L | 02NSLX120L | Pressure Sensitive Label | A | Scanned (Hardcopy) Item | Released |  | NO | 11/12/2019 16:06:58:783 | Release
PRC090653,A,4,B&F Testing for Brick Electrode Materials | B&F Testing for Brick Electrode Materials | None | A | Engineering Study | Released |  | NO | 11/12/2019 11:58:04:529 | Release
PRC092611,A,5,Performance Qualification of New EEPROM Map for NSLX120L | Performance Qualification of New EEPROM Map for NSLX120L | Protocol Performance Qualification | A | Protocol | Released |  | NO | 11/11/2019 17:59:19:849 | Release
PRC090730,A,2,Brick Jaw Gap Inspection Compatibility Study Current Jaw assembly fixture to Dummy Device | Brick Jaw Gap Inspection Compatibility Study Current Jaw assembly fixture to Dummy Device | None | A | Engineering Study | Rejected |  | NO | 11/11/2019 11:41:32:945 | WIP
PRC091091,B,3,Brick Electrode Visual Inspection GR&R | Brick Electrode Visual Inspection GR&R | None | B | Engineering Study | Released |  | NO | 11/11/2019 10:43:04:949 | Release
PRC091091,A,11,Brick Electrode Visual Inspection GR&R | Brick Electrode Visual Inspection GR&R | None | A | Engineering Study | Released |  | NO | 11/11/2019 10:43:01:465 | Release
PRC075461,A,2,SV For Sales Unit Smart System Packaging E17142 for Brick Line #149 | SV For Sales Unit Smart System Packaging E17142 for Brick Line #149 | None | A | Completion Report | Released |  | NO | 11/08/2019 17:36:52:716 | Release
PRC075461,B,4,SV For Sales Unit Smart System Packaging E17142 for Brick Line #149 | SV For Sales Unit Smart System Packaging E17142 for Brick Line #149 | None | B | Completion Report | Released |  | NO | 11/08/2019 17:36:52:326 | Release
PRC075461,C,3,SV For Sales Unit Smart System Packaging E17142 for Brick Line #149 | SV For Sales Unit Smart System Packaging E17142 for Brick Line #149 | None | C | Completion Report | Released |  | NO | 11/08/2019 17:36:51:873 | Release
PRC075459,A,4,SV for Label Printer for single Box E17390 for Brick Line #149 | SV for Label Printer for single Box E17390 for Brick Line #149 | None | A | Completion Report | Released |  | NO | 11/08/2019 17:18:38:631 | Release
SCN069550,B,3,1909-0238 Clearwater PRC091442A Tests | 1909-0238 Clearwater PRC091442A Tests | RDL Test Data | B | Scanned (Hardcopy) Item | Released |  | NO | 11/07/2019 09:02:11:157 | Release
SCN069550,A,1,1909-0238 Clearwater PRC091442A Tests | 1909-0238 Clearwater PRC091442A Tests | RDL Test Data | A | Scanned (Hardcopy) Item | Released |  | NO | 11/07/2019 09:02:10:329 | Release
PRC077674,B,2,Gage R&R for Blister Sealer E17141 Maximo ID ES1369 | Gage R&R for Blister Sealer E17141 Maximo ID ES1369 | None | B | Engineering Study | Released |  | NO | 11/06/2019 12:15:50:821 | Release
PRC077674,A,4,Gage R&R for Blister Sealer E17141 Maximo ID ES1369 | Gage R&R for Blister Sealer E17141 Maximo ID ES1369 | None | A | Engineering Study | Released |  | NO | 11/06/2019 12:15:49:789 | Release
PRC091114,A,3,Vision System Gage R&R Brick Device E19508 | Vision System Gage R&R Brick Device E19508 | None | A | Engineering Study | Working |  | YES | 11/06/2019 10:44:59:205 | NA_pkrier
PRC091114,A,2,Vision System Gage R&R Brick Device E19508 | Vision System Gage R&R Brick Device E19508 | None | A | Engineering Study | Working |  | NO | 11/06/2019 10:44:59:049 | WIP
PRC077362,C,2,Sales Unit Smart System Packaging Gage R&R E17142 | Sales Unit Smart System Packaging Gage R&R E17142 | None | C | Engineering Study | Released |  | NO | 11/04/2019 11:39:14:744 | Release
PRC077362,A,5,Sales Unit Smart System Packaging Gage R&R E17142 | Sales Unit Smart System Packaging Gage R&R E17142 | None | A | Engineering Study | Released |  | NO | 11/04/2019 11:39:13:760 | Release
PRC077362,B,3,Sales Unit Smart System Packaging Gage R&R E17142 | Sales Unit Smart System Packaging Gage R&R E17142 | None | B | Engineering Study | Released |  | NO | 11/04/2019 11:39:13:291 | Release
PRC091414,B,6,Feasibility build for Brick with alternate Outer Tube | Feasibility build for Brick with alternate Outer Tube | None | B | Engineering Study | Released |  | NO | 10/29/2019 12:49:41:699 | Release
PRC091414,A,9,Feasibility build for Brick with alternate Outer Tube | Feasibility build for Brick with alternate Outer Tube | None | A | Engineering Study | Released |  | NO | 10/29/2019 12:49:40:715 | Release
CA066447,B,1,Blister Sealing Machine | Blister Sealing Machine | Equipment Requirements Review | B | Component Approval Document | Working |  | NO | 10/29/2019 11:43:16:614 | NA_aarriet1
CA066447,A,5,Blister Sealing Machine | Blister Sealing Machine | Equipment Requirements Review | A | Component Approval Document | Released |  | NO | 10/29/2019 11:43:13:396 | Release
PR001420,D,1,Shaft Brick Line 147 Manufacuring Control Plan | Shaft Brick Line 147 Manufacuring Control Plan | Manufacturing Process Control Plan | D | General Processing Document | Working |  | NO | 10/29/2019 04:29:02:318 | WIP
PR001420,C,3,Shaft Brick Line 147 Manufacuring Control Plan | Shaft Brick Line 147 Manufacuring Control Plan | Manufacturing Process Control Plan | C | General Processing Document | Released |  | NO | 10/29/2019 04:28:58:881 | Release
SCN070081,A,1,1910-0124 CSZ 3 Brick Test SCN052111_10-10-19 | 1910-0124 CSZ 3 Brick Test SCN052111_10-10-19 | RDL Test Data | A | Scanned (Hardcopy) Item | Released |  | NO | 10/28/2019 12:47:46:030 | Release
PRC075458,A,5,SV for Label Printer for single Box E17390 for Brick Line #149 | SV for Label Printer for single Box E17390 for Brick Line #149 | Protocol Software Validation | A | Protocol | Released |  | NO | 10/23/2019 16:18:25:823 | Release
PRC075460,A,1,SV For Sales Unit Smart System Packaging E17142 for Brick Line #149 | SV For Sales Unit Smart System Packaging E17142 for Brick Line #149 | Protocol Software Validation | A | Protocol | Released |  | NO | 10/23/2019 16:02:29:865 | Release
PRC075460,B,5,SV For Sales Unit Smart System Packaging E17142 for Brick Line #149 | SV For Sales Unit Smart System Packaging E17142 for Brick Line #149 | Protocol Software Validation | B | Protocol | Released |  | NO | 10/23/2019 16:02:29:506 | Release
PRC075460,C,3,SV For Sales Unit Smart System Packaging E17142 for Brick Line #149 | SV For Sales Unit Smart System Packaging E17142 for Brick Line #149 | Protocol Software Validation | C | Protocol | Released |  | NO | 10/23/2019 16:02:29:100 | Release
PRC092230,A,1,Orchard - Brick - Sealer GR&R | Orchard - Brick - Sealer GR&R | Protocol - Other | A | Protocol | Released |  | NO | 10/23/2019 11:52:46:721 | Release
PRC076663,B,1,Label Printer for Single Carton Gage R&R E17390 | Label Printer for Single Carton Gage R&R E17390 | None | B | Engineering Study | Released |  | NO | 10/22/2019 18:24:07:163 | Release
PRC076663,A,2,Label Printer for Single Carton Gage R&R E17390 | Label Printer for Single Carton Gage R&R E17390 | None | A | Engineering Study | Released |  | NO | 10/22/2019 18:24:06:022 | Release
PRC088904,B,1,Brick E17119 Electrode Assembly GR&R Protocol | Brick E17119 Electrode Assembly GR&R Protocol | Protocol - Other | B | Protocol | Released |  | NO | 10/22/2019 14:00:16:139 | Release
PRC088904,A,2,Brick E17119 Electrode Assembly GR&R Protocol | Brick E17119 Electrode Assembly GR&R Protocol | Protocol - Other | A | Protocol | Released |  | NO | 10/22/2019 14:00:15:092 | Release
PRC092477,A,3,ECR0001393 Design Verification Testing | ECR0001393 Design Verification Testing | Protocol - Other | A | Protocol | Released |  | NO | 10/21/2019 17:34:09:095 | Release
P10004 (P),EU,5,General Packaging Requirements | General Packaging Requirements | Process Specification (P) | EU | Specification | Released |  | NO | 10/19/2019 16:42:20:289 | Release
P10004 (P),EN,2,General Packaging Requirements | General Packaging Requirements | Process Specification (P) | EN | Specification | Released |  | NO | 10/19/2019 16:41:41:616 | Release
P10004 (P),EP,2,General Packaging Requirements | General Packaging Requirements | Process Specification (P) | EP | Specification | Released |  | NO | 10/19/2019 16:41:39:038 | Release
P10004 (P),ER,3,General Packaging Requirements | General Packaging Requirements | Process Specification (P) | ER | Specification | Released |  | NO | 10/19/2019 16:41:38:413 | Release
P10004 (P),ES,1,General Packaging Requirements | General Packaging Requirements | Process Specification (P) | ES | Specification | Released |  | NO | 10/19/2019 16:41:37:725 | Release
P10004 (P),ET,4,General Packaging Requirements | General Packaging Requirements | Process Specification (P) | ET | Specification | Released |  | NO | 10/19/2019 16:41:37:022 | Release
PRC092232,A,2,Orchard - Brick - Carton Labeling GR&R | Orchard - Brick - Carton Labeling GR&R | Protocol - Other | A | Protocol | Released |  | NO | 10/18/2019 04:45:09:114 | Release
DOC027153,A,7,Validation Assesment for Jaw Gap Inspection fixture | Validation Assesment for Jaw Gap Inspection fixture | None | A | EPI Generic Document | Released |  | NO | 10/17/2019 18:06:44:175 | Release
PRC092539,A,1,Enseal Mixing Silicon Dipping Solution Method | Enseal Mixing Silicon Dipping Solution Method | None | A | Engineering Study | Rejected |  | NO | 10/16/2019 18:44:43:792 | WIP
RMD001282,B,5,Project Brick (NSLX120L) Package DFMEA | Project Brick (NSLX120L) Package DFMEA | Design FMEA (packaging)-Legacy | B | Risk Management Document | Released |  | NO | 10/14/2019 13:46:29:154 | Release
CA080455,A,3,D37118-ISheet | D37118-ISheet | Inspection Sheet RMI | A | Component Approval Document | Released |  | NO | 10/11/2019 05:27:10:133 | Release
CA080456,A,4,D37119-ISheet | D37119-ISheet | Inspection Sheet RMI | A | Component Approval Document | Released |  | NO | 10/11/2019 05:27:10:086 | Release
PRC091412,A,4,Brick - D.V. Verify by Inspection, G10002, etc. | Brick - D.V. Verify by Inspection, G10002, etc. | None | A | Engineering Study | Released |  | NO | 10/10/2019 17:03:31:612 | Release
CA069277,A,1,FAI, Contract Cover, Brick | FAI, Contract Cover, Brick | First Article | A | Component Approval Document | Released |  | NO | 10/10/2019 12:16:51:821 | Release
CA069280,A,1,PFMEA, Contact Cover, Brick | PFMEA, Contact Cover, Brick | Supplier Process FMEA | A | Component Approval Document | Released |  | NO | 10/10/2019 12:16:51:602 | Release
CA069276,A,2,CRR, Contact Cover, Brick | CRR, Contact Cover, Brick | Component Requirements Review | A | Component Approval Document | Released |  | NO | 10/10/2019 12:16:51:493 | Release
CA069279,A,2,Control Plan, Contact Cover, Brick | Control Plan, Contact Cover, Brick | Control Plan | A | Component Approval Document | Released |  | NO | 10/10/2019 12:16:51:368 | Release
CA069278,A,4,CAP Study, Contact Cover, Brick | CAP Study, Contact Cover, Brick | Capability Study | A | Component Approval Document | Released |  | NO | 10/10/2019 12:16:51:274 | Release
CA075666,A,2,D38418-SPCR | D38418-SPCR | Supplier Process Change | A | Component Approval Document | Released |  | NO | 10/10/2019 12:16:50:899 | Release
PRC092189,A,2,Completion Report of Inventory Built Protocol for new G level for shaft and device in the Brick line 149 | Completion Report of Inventory Built Protocol for new G level for shaft and device in the Brick line 149 | None | A | Completion Report | Released |  | NO | 10/10/2019 12:10:11:862 | Release
PRC092234,A,1,Orchard - Brick - RSC Station GR&R | Orchard - Brick - RSC Station GR&R | Protocol - Other | A | Protocol | Working |  | NO | 10/09/2019 13:03:14:897 | NA_gtinti1
PRC092278,A,4,Vineyard Brick Device FAT | Vineyard Brick Device FAT | Protocol - Other | A | Protocol | Released |  | NO | 10/08/2019 14:58:13:908 | Release
CA074548,A,3,D44153-PFMEA | D44153-PFMEA | Supplier Process FMEA | A | Component Approval Document | Released |  | NO | 10/08/2019 13:37:16:148 | Release
CA074546,A,2,D44153-FAI | D44153-FAI | First Article | A | Component Approval Document | Released |  | NO | 10/08/2019 13:37:16:007 | Release
CA074549,A,1,D44153-TRR | D44153-TRR | Tooling Requirements Review (TRR) | A | Component Approval Document | Released |  | NO | 10/08/2019 13:37:15:851 | Release
CA074545,A,4,D44153-CP | D44153-CP | Control Plan | A | Component Approval Document | Released |  | NO | 10/08/2019 13:37:15:366 | Release
CA074543,A,3,D44153-CAP | D44153-CAP | Capability Study | A | Component Approval Document | Released |  | NO | 10/08/2019 13:37:15:007 | Release
CA068250,B,4,D36868P02_Closure_Lever_CRR | D36868P02_Closure_Lever_CRR | Component Requirements Review | B | Component Approval Document | Released |  | NO | 10/07/2019 14:56:27:422 | Release
CA068250,A,1,D36868P02_Closure_Lever_CRR | D36868P02_Closure_Lever_CRR | Component Requirements Review | A | Component Approval Document | Released |  | NO | 10/07/2019 14:56:26:610 | Release
SCN069546,A,1,1909-0239 Pkg PRC091442A Clearwater Test PR001321_10-01-19 | 1909-0239 Pkg PRC091442A Clearwater Test PR001321_10-01-19 | RDL Test Data | A | Scanned (Hardcopy) Item | Released |  | NO | 10/07/2019 12:38:10:828 | Release
TR011073,A,2,Training Manual for Shaft line 147 of Brick | Training Manual for Shaft line 147 of Brick | None | A | Assembly Training Manual | Released |  | NO | 10/07/2019 05:04:17:072 | Release
TR011073,B,5,Training Manual for Shaft line 147 of Brick | Training Manual for Shaft line 147 of Brick | None | B | Assembly Training Manual | Released |  | NO | 10/07/2019 05:04:15:838 | Release
PRC092276,A,5,Vineyard Brick Shaft FAT Protocol | Vineyard Brick Shaft FAT Protocol | Protocol - Other | A | Protocol | Released |  | NO | 10/03/2019 15:51:23:129 | Release
CA072565,A,3,D39443G01 LOWER ELECTRODE NEW INSERTS SPCR | D39443G01 LOWER ELECTRODE NEW INSERTS SPCR | Supplier Process Change | A | Component Approval Document | Released |  | NO | 10/03/2019 13:01:11:553 | Release
CA066431,B,2,Heat Shrink Active Rod Equipment | Heat Shrink Active Rod Equipment | Equipment Requirements Review | B | Component Approval Document | Released |  | NO | 10/03/2019 13:01:11:381 | Release
CA069521,A,2,D39443_Lower_Electrode_Overmolded_TRR | D39443_Lower_Electrode_Overmolded_TRR | Tooling Requirements Review (TRR) | A | Component Approval Document | Released |  | NO | 10/03/2019 13:01:10:553 | Release
CA069522,A,2,D39443_Lower_Electrode_Tail (Overmold)_TRR | D39443_Lower_Electrode_Tail (Overmold)_TRR | Tooling Requirements Review (TRR) | A | Component Approval Document | Released |  | NO | 10/03/2019 13:01:09:850 | Release
PRC091582,A,5,D38282G02/G04 Outer Tube with Heat Shrink Biocompatibility Test build | D38282G02/G04 Outer Tube with Heat Shrink Biocompatibility Test build | None | A | Engineering Study | Released |  | NO | 09/30/2019 12:06:04:742 | Release
CA068253,A,1,D36868P02_Closure Lever_PFMEA | D36868P02_Closure Lever_PFMEA | Supplier Process FMEA | A | Component Approval Document | Released |  | NO | 09/30/2019 11:39:42:346 | Release
PRC091461,A,8,ECR-1110 Performance Qualification Report | ECR-1110 Performance Qualification Report | None | A | Completion Report | Released |  | NO | 09/30/2019 11:39:42:284 | Release
PRC091629,B,7,Brick, DV Verify by Inspection, G10002, etc. | Brick, DV Verify by Inspection, G10002, etc. | None | B | Engineering Study | Released |  | NO | 09/30/2019 11:39:42:252 | Release
PRC092087,A,1,ECR1110 DV2 Test Completion Report | ECR1110 DV2 Test Completion Report | None | A | Completion Report | Released |  | NO | 09/30/2019 11:39:42:206 | Release
PRC092086,A,1,ECR1110 DV2 Test Protocol | ECR1110 DV2 Test Protocol | Protocol - Other | A | Protocol | Released |  | NO | 09/30/2019 11:39:42:190 | Release
CA068345,D,8,D37118P02_Right_Shroud_CS | D37118P02_Right_Shroud_CS | Capability Study | D | Component Approval Document | Released |  | NO | 09/30/2019 11:39:42:159 | Release
SCN068707,A,1,Rationale for Simulated Sterilization | Rationale for Simulated Sterilization | None | A | Scanned (Hardcopy) Item | Released |  | NO | 09/30/2019 11:39:42:159 | Release
CA068343,C,3,D37118P02_Right_Shroud_CRR | D37118P02_Right_Shroud_CRR | Component Requirements Review | C | Component Approval Document | Released |  | NO | 09/30/2019 11:39:42:143 | Release
CA068350,C,3,D37119P02_Left_Shroud_CRR | D37119P02_Left_Shroud_CRR | Component Requirements Review | C | Component Approval Document | Released |  | NO | 09/30/2019 11:39:42:127 | Release
CA068352,D,5,D37119P02_Left Shroud_CS | D37119P02_Left Shroud_CS | Capability Study | D | Component Approval Document | Released |  | NO | 09/30/2019 11:39:42:127 | Release
CA068351,C,5,D37119P02_Left Shroud_FAI | D37119P02_Left Shroud_FAI | First Article | C | Component Approval Document | Released |  | NO | 09/30/2019 11:39:42:112 | Release
CA068344,C,4,D37118P02_Right_Shroud_FAI | D37118P02_Right_Shroud_FAI | First Article | C | Component Approval Document | Released |  | NO | 09/30/2019 11:39:42:096 | Release
PRC089284,B,5,Brick ECR1110 DV Build Completion Report | Brick ECR1110 DV Build Completion Report | None | B | Completion Report | Released |  | NO | 09/30/2019 11:39:42:034 | Release
PRC074789,E,4,Brick Device Line Gage R&R for Transfer Pallet Vision System E17130 | Brick Device Line Gage R&R for Transfer Pallet Vision System E17130 | None | E | Engineering Study | Released |  | NO | 09/30/2019 11:39:42:018 | Release
PRC074623,C,4,Vision System Gage R&R in Equipment E17135 of Brick Line (Handle Assembly) | Vision System Gage R&R in Equipment E17135 of Brick Line (Handle Assembly) | None | C | Engineering Study | Released |  | NO | 09/30/2019 11:39:42:002 | Release
CA068255,A,7,D36868_Closure_Lever_I_Sheet | D36868_Closure_Lever_I_Sheet | Inspection Sheet RMI | A | Component Approval Document | Released |  | NO | 09/30/2019 11:39:41:987 | Release
PRC074067,C,3,Brick Device Line 149, GR&R - E17134 | Brick Device Line 149, GR&R - E17134 | None | C | Engineering Study | Released |  | NO | 09/30/2019 11:39:41:971 | Release
SCN068508,A,1,ECR1110 Design Validation Memo | ECR1110 Design Validation Memo | None | A | Scanned (Hardcopy) Item | Released |  | NO | 09/30/2019 11:39:41:971 | Release
PRC074066,C,4,Brick Device Line 149 GRR Vision System E17133 | Brick Device Line 149 GRR Vision System E17133 | None | C | Engineering Study | Released |  | NO | 09/30/2019 11:39:41:955 | Release
PRC089617,A,2,ECR1110 Design Verification Testing | ECR1110 Design Verification Testing | None | A | Completion Report | Released |  | NO | 09/30/2019 11:39:41:924 | Release
PRC090557,A,1,Installation Qualification for Contact Tooling E17128P90 on Shaft Functional Tester E17128 | Installation Qualification for Contact Tooling E17128P90 on Shaft Functional Tester E17128 | None | A | Completion Report | Released |  | NO | 09/30/2019 11:39:41:877 | Release
CA068346,B,1,D37118_Right_Shroud_PFMEA | D37118_Right_Shroud_PFMEA | Supplier Process FMEA | B | Component Approval Document | Released |  | NO | 09/30/2019 11:39:41:862 | Release
CA068353,B,1,D37119P02_Left Shroud_PFMEA | D37119P02_Left Shroud_PFMEA | Supplier Process FMEA | B | Component Approval Document | Released |  | NO | 09/30/2019 11:39:41:862 | Release
PRC089616,A,2,ECR1110 Design Verification Testing | ECR1110 Design Verification Testing | Protocol - Other | A | Protocol | Released |  | NO | 09/30/2019 11:39:41:830 | Release
PRC089283,A,1,Brick ECR1110 DV Build Protocol | Brick ECR1110 DV Build Protocol | Protocol Engineering Pilot | A | Protocol | Released |  | NO | 09/30/2019 11:39:41:784 | Release
RMD001261,E,5,Project Brick - DFMEA | Project Brick - DFMEA | Design FMEA (device)-Legacy | E | Risk Management Document | Released |  | NO | 09/30/2019 11:39:41:674 | Release
CA068252,A,2,D36868P02_Closure Lever_CS | D36868P02_Closure Lever_CS | Capability Study | A | Component Approval Document | Released |  | NO | 09/30/2019 11:39:41:580 | Release
CA068254,A,2,D36868P02_Closure Lever_CP | D36868P02_Closure Lever_CP | Control Plan | A | Component Approval Document | Released |  | NO | 09/30/2019 11:39:41:580 | Release
CA068251,A,2,D36868P02_Closure Lever_FAI | D36868P02_Closure Lever_FAI | First Article | A | Component Approval Document | Released |  | NO | 09/30/2019 11:39:41:565 | Release
SCN069368,A,1,Design Review DRVW0000865 Risk RSK00000970 Response | Design Review DRVW0000865 Risk RSK00000970 Response | None | A | Scanned (Hardcopy) Item | Released |  | NO | 09/26/2019 23:44:41:143 | Release
SCN069350,A,3,Design Review DRVW0000865 Risk RSK00000969 Response | Design Review DRVW0000865 Risk RSK00000969 Response | None | A | Scanned (Hardcopy) Item | Released |  | NO | 09/26/2019 16:00:57:255 | Release
SCN069323,A,2,Design Review DRVW0000865 Risk Close-out Response | Design Review DRVW0000865 Risk Close-out Response | Design Review Documents | A | Scanned (Hardcopy) Item | Released |  | NO | 09/26/2019 15:24:52:879 | Release
SCN069188,A,1,1909-0142 Brick PRC092086 Torque-to-Rotate | 1909-0142 Brick PRC092086 Torque-to-Rotate | RDL Test Data | A | Scanned (Hardcopy) Item | Released |  | NO | 09/26/2019 13:59:18:395 | Release
SCN069154,A,1,1909-0142 Brick PRC092086 Abuse Load Opening | 1909-0142 Brick PRC092086 Abuse Load Opening | RDL Test Data | A | Scanned (Hardcopy) Item | Released |  | NO | 09/26/2019 10:18:34:555 | Release
SCN068676,A,5,04NSLX120L | 04NSLX120L | Pressure Sensitive Label | A | Scanned (Hardcopy) Item | Released |  | NO | 09/25/2019 13:19:55:939 | Release
SCN068674,A,6,03NSLX120L | 03NSLX120L | Pressure Sensitive Label | A | Scanned (Hardcopy) Item | Released |  | NO | 09/25/2019 13:17:53:922 | Release
PRC092188,A,4,INVENTORY BUILT PROTOCOL FOR NEW G LEVEL FOR SHAFT AND DEVICE IN THE BRICK LINE 149 | INVENTORY BUILT PROTOCOL FOR NEW G LEVEL FOR SHAFT AND DEVICE IN THE BRICK LINE 149 | Protocol - Other | A | Protocol | Released |  | NO | 09/24/2019 18:58:58:311 | Release
PRC091629,A,3,Brick, DV Verify by Inspection, G10002, etc. | Brick, DV Verify by Inspection, G10002, etc. | None | A | Engineering Study | Released |  | NO | 09/24/2019 16:44:59:471 | Release
SCN048540,C,1,Brick Preclinical Summary | Brick Preclinical Summary | Pre-Clin Strategy | C | Scanned (Hardcopy) Item | Working |  | NO | 09/24/2019 15:16:46:250 | WIP
SCN048540,B,1,Brick Preclinical Summary | Brick Preclinical Summary | Pre-Clin Strategy | B | Scanned (Hardcopy) Item | Released |  | NO | 09/23/2019 16:33:49:522 | Release
SCN069153,A,1,1909-0127 CSZ 3 PRC092086 Brick Test SCN052111_09-17-19 | 1909-0127 CSZ 3 PRC092086 Brick Test SCN052111_09-17-19 | RDL Test Data | A | Scanned (Hardcopy) Item | Released |  | NO | 09/23/2019 14:07:07:947 | Release
PRC091462,A,2,Jabil Associates Training Brick - Vineyard | Jabil Associates Training Brick - Vineyard | Protocol - Other | A | Protocol | Released |  | NO | 09/19/2019 10:39:00:142 | Release
PRC092062,A,2,NSLX120L Shroud Equivalency Assessment | NSLX120L Shroud Equivalency Assessment | None | A | Engineering Study | Released |  | NO | 09/17/2019 15:58:58:011 | Release
PRC092074,A,4,EHS&S Job Safety Analysis for Change in palletizing configuration | EHS&S Job Safety Analysis for Change in palletizing configuration | None | A | Engineering Study | Released |  | NO | 09/13/2019 10:31:25:694 | Release
PRC091541,A,2,Completion report of PRC091540 Confirmation Run | Completion report of PRC091540 Confirmation Run | None | A | Completion Report | Released |  | NO | 09/12/2019 18:55:57:058 | Release
SCN068389,A,1,ECR0001605- Phase 4: Analysis of Pallet Change for NSLX120L, HARHD20 and HARHD36 product codes | ECR0001605- Phase 4: Analysis of Pallet Change for NSLX120L, HARHD20 and HARHD36 product codes | None | A | Scanned (Hardcopy) Item | Released |  | NO | 09/12/2019 18:55:57:042 | Release
PRC091540,A,10,Confirmation run for pallet configuration optimization on HARHD and NSLX120L codes | Confirmation run for pallet configuration optimization on HARHD and NSLX120L codes | Protocol - Other | A | Protocol | Released |  | NO | 09/12/2019 18:55:57:026 | Release
PRC090997,A,6,GR&R for OP110 Silicone Dip and Cure Station | GR&R for OP110 Silicone Dip and Cure Station | None | A | Engineering Study | Released |  | NO | 09/12/2019 15:37:39:065 | Release
PRC090756,A,5,Process Characterization Study for OP100 | Process Characterization Study for OP100 | None | A | Engineering Study | Released |  | NO | 09/11/2019 19:13:06:541 | Release
SCN068786,A,1,1908-0292 CSZ 3 Brick Test PR001321_09-04-19 | 1908-0292 CSZ 3 Brick Test PR001321_09-04-19 | RDL Test Data | A | Scanned (Hardcopy) Item | Released |  | NO | 09/11/2019 10:15:28:502 | Release
PRC091460,A,9,ECR-1110 Performance Qualification | ECR-1110 Performance Qualification | Protocol Performance Qualification | A | Protocol | Released |  | NO | 09/10/2019 16:06:09:932 | Release
PRC085739,B,3,Brick Accelerated Aging, T=60 months, Completion Report | Brick Accelerated Aging, T=60 months, Completion Report | None | B | Completion Report | Released |  | NO | 09/10/2019 11:37:18:281 | Release
PRC085739,A,2,Brick Accelerated Aging, T=60 months, Completion Report | Brick Accelerated Aging, T=60 months, Completion Report | None | A | Completion Report | Released |  | NO | 09/10/2019 11:37:17:500 | Release
PRC090925,A,3,GR&R Visual Inspection of Welded Electrodes, Brick, Shaft. | GR&R Visual Inspection of Welded Electrodes, Brick, Shaft. | None | A | Engineering Study | Released |  | NO | 09/09/2019 13:29:55:748 | Release
PRC091261,A,4,Brick, Shaft, Heat Shrink GR&R | Brick, Shaft, Heat Shrink GR&R | None | A | Engineering Study | Released |  | NO | 09/09/2019 09:14:46:503 | Release
SCN068627,A,1,RDL-AML ATL 1908-0296 Eric Roberson 090319 | RDL-AML ATL 1908-0296 Eric Roberson 090319 | RDL Test Data | A | Scanned (Hardcopy) Item | Released |  | NO | 09/06/2019 11:31:13:144 | Release
CA068345,A,2,D37118_Right_Shroud_Cap_Study | D37118_Right_Shroud_Cap_Study | Capability Study | A | Component Approval Document | Released |  | NO | 09/05/2019 10:33:04:342 | Release
CA068345,B,2,D37118_Right_Shroud_Cap_Study | D37118_Right_Shroud_Cap_Study | Capability Study | B | Component Approval Document | Released |  | NO | 09/05/2019 10:33:03:827 | Release
CA068345,C,2,D37118_Right_Shroud_Cap_Study | D37118_Right_Shroud_Cap_Study | Capability Study | C | Component Approval Document | Released |  | NO | 09/05/2019 10:33:03:483 | Release
CA068343,A,3,D37118_Right_Shroud_CRR | D37118_Right_Shroud_CRR | Component Requirements Review | A | Component Approval Document | Released |  | NO | 09/05/2019 10:31:15:545 | Release
CA068343,B,2,D37118_Right_Shroud_CRR | D37118_Right_Shroud_CRR | Component Requirements Review | B | Component Approval Document | Released |  | NO | 09/05/2019 10:31:15:202 | Release
SCN067587,B,1,New NSLX120L IFU Warning for MDR | New NSLX120L IFU Warning for MDR | None | B | Scanned (Hardcopy) Item | Released |  | NO | 09/05/2019 10:30:25:233 | Release
SCN067587,A,2,New NSLX120L IFU Warning for MDR | New NSLX120L IFU Warning for MDR | None | A | Scanned (Hardcopy) Item | Released |  | NO | 09/05/2019 10:30:24:467 | Release
PR001418,C,4,Visual Aid for Brick Device Reclamation Mark | Visual Aid for Brick Device Reclamation Mark | Photographic Document | C | General Processing Document | Released |  | NO | 09/04/2019 18:07:38:857 | Release
PR001418,A,3,Visual Aid for Brick Device Reclamation Mark | Visual Aid for Brick Device Reclamation Mark | Photographic Document | A | General Processing Document | Released |  | NO | 09/04/2019 18:07:37:685 | Release
PR001418,B,5,Visual Aid for Brick Device Reclamation Mark | Visual Aid for Brick Device Reclamation Mark | Photographic Document | B | General Processing Document | Released |  | NO | 09/04/2019 18:07:37:185 | Release
CA068352,A,2,D37119_Left_Shroud_Cap_Study | D37119_Left_Shroud_Cap_Study | Capability Study | A | Component Approval Document | Released |  | NO | 09/04/2019 15:16:49:243 | Release
CA068344,A,2,D37118_Right_Shroud_FAI | D37118_Right_Shroud_FAI | First Article | A | Component Approval Document | Released |  | NO | 09/04/2019 15:16:48:837 | Release
CA068352,B,1,D37119_Left_Shroud_Cap_Study | D37119_Left_Shroud_Cap_Study | Capability Study | B | Component Approval Document | Released |  | NO | 09/04/2019 15:16:48:587 | Release
CA068351,A,2,D37119_LFT_Shroud_FAI | D37119_LFT_Shroud_FAI | First Article | A | Component Approval Document | Released |  | NO | 09/04/2019 15:16:48:493 | Release
CA068344,B,1,D37118_Right_Shroud_FAI | D37118_Right_Shroud_FAI | First Article | B | Component Approval Document | Released |  | NO | 09/04/2019 15:16:48:352 | Release
CA068352,C,1,D37119P02_Left Shroud_CS | D37119P02_Left Shroud_CS | Capability Study | C | Component Approval Document | Released |  | NO | 09/04/2019 15:16:48:149 | Release
CA068351,B,1,D37119P02_Left Shroud_FAI | D37119P02_Left Shroud_FAI | First Article | B | Component Approval Document | Released |  | NO | 09/04/2019 15:16:48:087 | Release
CA068350,A,3,D37119_Left_Shroud_CRR | D37119_Left_Shroud_CRR | Component Requirements Review | A | Component Approval Document | Released |  | NO | 09/04/2019 15:11:51:086 | Release
CA068350,B,2,D37119_Left_Shroud_CRR | D37119_Left_Shroud_CRR | Component Requirements Review | B | Component Approval Document | Released |  | NO | 09/04/2019 15:11:50:446 | Release
CA073977,A,1,D43272-CP | D43272-CP | Control Plan | A | Component Approval Document | Working |  | NO | 09/04/2019 13:02:02:495 | WIP
CA073975,A,1,D43272-CAP | D43272-CAP | Capability Study | A | Component Approval Document | Working |  | NO | 09/04/2019 13:02:02:370 | WIP
CA073978,A,1,D43272-ISheet | D43272-ISheet | Inspection Sheet RMI | A | Component Approval Document | Working |  | NO | 09/04/2019 13:02:02:276 | WIP
CA073976,A,1,D43272-PFMEA | D43272-PFMEA | Supplier Process FMEA | A | Component Approval Document | Working |  | NO | 09/04/2019 13:02:02:167 | WIP
CA073974,A,1,D43272-FAI | D43272-FAI | First Article | A | Component Approval Document | Working |  | NO | 09/04/2019 13:02:02:073 | WIP
CA073973,A,1,D43272-TRR | D43272-TRR | Tooling Requirements Review (TRR) | A | Component Approval Document | Working |  | NO | 09/04/2019 13:02:01:979 | WIP
CA073980,A,1,D43273-TRR | D43273-TRR | Tooling Requirements Review (TRR) | A | Component Approval Document | Working |  | NO | 09/04/2019 12:59:35:041 | WIP
CA073984,A,1,D43273-CP | D43273-CP | Control Plan | A | Component Approval Document | Working |  | NO | 09/04/2019 12:59:34:948 | WIP
CA073983,A,1,D43273-PFMEA | D43273-PFMEA | Supplier Process FMEA | A | Component Approval Document | Working |  | NO | 09/04/2019 12:59:34:854 | WIP
CA073982,A,1,D43273-CAP | D43273-CAP | Capability Study | A | Component Approval Document | Working |  | NO | 09/04/2019 12:59:34:760 | WIP
CA073981,A,1,D43273-FAI | D43273-FAI | First Article | A | Component Approval Document | Working |  | NO | 09/04/2019 12:59:34:666 | WIP
CA073985,A,1,D43273-ISheet | D43273-ISheet | Inspection Sheet RMI | A | Component Approval Document | Working |  | NO | 09/04/2019 12:59:34:573 | WIP
SCN068430,A,2,ECR1316 Cable Equivalency Memo | ECR1316 Cable Equivalency Memo | None | A | Scanned (Hardcopy) Item | Released |  | NO | 08/29/2019 12:02:39:776 | Release
PRC090602,A,5,Peters PQ Completion Report | Peters PQ Completion Report | None | A | Completion Report | Released |  | NO | 08/29/2019 12:02:39:760 | Release
PRC086951,A,4,Brick Cable Reclamation Fixtures IQ Completion Report | Brick Cable Reclamation Fixtures IQ Completion Report | None | A | Completion Report | Released |  | NO | 08/29/2019 12:02:39:541 | Release
PRC085531,B,2,DV Build for NSLX120L Cable Reclamation | DV Build for NSLX120L Cable Reclamation | None | B | Engineering Study | Released |  | NO | 08/29/2019 12:02:39:526 | Release
CA075536,A,1,D45720_WIRE GUIDE_TRR | D45720_WIRE GUIDE_TRR | Tooling Requirements Review (TRR) | A | Component Approval Document | Released |  | NO | 08/29/2019 12:02:39:463 | Release
PR001420,A,16,Shaft Brick Line 147 Manufacuring Control Plan | Shaft Brick Line 147 Manufacuring Control Plan | Manufacturing Process Control Plan | A | General Processing Document | Released |  | NO | 08/29/2019 05:03:27:915 | Release
PR001420,B,1,Shaft Brick Line 147 Manufacuring Control Plan | Shaft Brick Line 147 Manufacuring Control Plan | Manufacturing Process Control Plan | B | General Processing Document | Released |  | NO | 08/29/2019 05:03:27:259 | Release
PRC089284,A,3,Brick ECR1110 DV Build Completion Report | Brick ECR1110 DV Build Completion Report | None | A | Completion Report | Released |  | NO | 08/28/2019 12:37:30:754 | Release
SCN068430,B,2,ECR1316 Cable Equivalency Memo | ECR1316 Cable Equivalency Memo | None | B | Scanned (Hardcopy) Item | Released |  | NO | 08/28/2019 12:22:55:549 | Release
SCN053572,A,3,01NSLX120L | 01NSLX120L | Pressure Sensitive Label | A | Scanned (Hardcopy) Item | Released |  | NO | 08/23/2019 12:31:34:460 | Release
SCN044739,A,1,00NSLX120L | 00NSLX120L | Pressure Sensitive Label | A | Scanned (Hardcopy) Item | Released |  | NO | 08/23/2019 12:31:21:757 | Release
SCN062037,A,1,DCM_01NSLX120L_ISOMEDIX/EO | DCM_01NSLX120L_ISOMEDIX/EO | Sterilization Documentation | A | Scanned (Hardcopy) Item | Released |  | NO | 08/21/2019 10:02:25:560 | Release
PRC091663,A,3,Brick ECR0001110 DV Build 2 Protocol | Brick ECR0001110 DV Build 2 Protocol | Protocol - Other | A | Protocol | Released |  | NO | 08/15/2019 07:03:37:559 | Release
PRC088853,A,2,Brick Device Jaw Gap GR&R Completion Report | Brick Device Jaw Gap GR&R Completion Report | None | A | Completion Report | Released |  | NO | 08/12/2019 03:44:09:442 | Release
PRC089829,A,2,Completion report Post production protocol STERIS vessel chamber 1 | Completion report Post production protocol STERIS vessel chamber 1 | None | A | Completion Report | Released |  | NO | 08/09/2019 13:32:01:869 | Release
PRC074623,A,6,Vision System Gage R&R in Equipment E17135 of Brick Line (Handle Assembly) | Vision System Gage R&R in Equipment E17135 of Brick Line (Handle Assembly) | None | A | Engineering Study | Released |  | NO | 08/07/2019 16:26:48:780 | Release
PRC074623,B,3,Vision System Gage R&R in Equipment E17135 of Brick Line (Handle Assembly) | Vision System Gage R&R in Equipment E17135 of Brick Line (Handle Assembly) | None | B | Engineering Study | Released |  | NO | 08/07/2019 16:26:48:389 | Release
PRC074789,A,9,Brick Device Line Gage R&R for Transfer Pallet Vision System E17129 | Brick Device Line Gage R&R for Transfer Pallet Vision System E17129 | None | A | Engineering Study | Released |  | NO | 08/07/2019 16:18:01:825 | Release
PRC074789,B,2,Brick Device Line Gage R&R for Transfer Pallet Vision System E17130 | Brick Device Line Gage R&R for Transfer Pallet Vision System E17130 | None | B | Engineering Study | Released |  | NO | 08/07/2019 16:18:01:388 | Release
PRC074789,C,4,Brick Device Line Gage R&R for Transfer Pallet Vision System E17130 | Brick Device Line Gage R&R for Transfer Pallet Vision System E17130 | None | C | Engineering Study | Released |  | NO | 08/07/2019 16:18:01:075 | Release
PRC074789,D,4,Brick Device Line Gage R&R for Transfer Pallet Vision System E17130 | Brick Device Line Gage R&R for Transfer Pallet Vision System E17130 | None | D | Engineering Study | Released |  | NO | 08/07/2019 16:18:00:434 | Release
PRC074066,A,3,Brick Device Line 149 GRR Vision System E17133 | Brick Device Line 149 GRR Vision System E17133 | None | A | Engineering Study | Released |  | NO | 08/07/2019 15:57:07:630 | Release
PRC074066,B,4,Brick Device Line 149 GRR Vision System E17133 | Brick Device Line 149 GRR Vision System E17133 | None | B | Engineering Study | Released |  | NO | 08/07/2019 15:57:07:129 | Release
PRC089260,A,3,Brick - Design Verification Testing Completion Report for ECR0000945 | Brick - Design Verification Testing Completion Report for ECR0000945 | None | A | Completion Report | Released |  | NO | 08/01/2019 17:02:44:139 | Release
PRC074067,A,10,Brick Device Line 149, GR&R - E17134 | Brick Device Line 149, GR&R - E17134 | None | A | Engineering Study | Released |  | NO | 08/01/2019 16:20:14:289 | Release
PRC074067,B,3,Brick Device Line 149, GR&R - E17134 | Brick Device Line 149, GR&R - E17134 | None | B | Engineering Study | Released |  | NO | 08/01/2019 16:20:13:508 | Release
SCN067422,A,3,RDL-AML ATL 1907-0187 Elie Laumond 072419 | RDL-AML ATL 1907-0187 Elie Laumond 072419 | RDL Test Data | A | Scanned (Hardcopy) Item | Released |  | NO | 07/31/2019 09:06:19:289 | Release
PRC091170,A,2,Brick ECR945 Test Puck DV Build | Brick ECR945 Test Puck DV Build | Protocol Engineering Pilot | A | Protocol | Released |  | NO | 07/22/2019 10:05:34:029 | Release
PRC088874,B,3,Brick E17117 Jaw Glue Application Station Attribute GR&R Protocol | Brick E17117 Jaw Glue Application Station Attribute GR&R Protocol | Protocol - Other | B | Protocol | Released |  | NO | 07/22/2019 10:04:57:310 | Release
PRC088874,A,1,Brick E17117 Jaw Glue Application Station Attribute GR&R Protocol | Brick E17117 Jaw Glue Application Station Attribute GR&R Protocol | Protocol - Other | A | Protocol | Released |  | NO | 07/22/2019 10:04:56:201 | Release
SCN065597,A,5,MDR TD-010 - Manufacturing Technical Document for ENSEAL X1 Tissue Sealers | MDR TD-010 - Manufacturing Technical Document for ENSEAL X1 Tissue Sealers | None | A | Scanned (Hardcopy) Item | Released |  | NO | 07/18/2019 19:06:03:368 | Release
SCN040525,J,3,Bookcase Approved Product Codes, Packaging Components, and Procedure Pack Assemblies | Bookcase Approved Product Codes, Packaging Components, and Procedure Pack Assemblies | Packaging Documentation | J | Scanned (Hardcopy) Item | Released |  | NO | 07/18/2019 08:02:33:413 | Release
SCN040525,F,4,Bookcase Approved Product Codes, Packaging Components, and Procedure Pack Assemblies | Bookcase Approved Product Codes, Packaging Components, and Procedure Pack Assemblies | Packaging Documentation | F | Scanned (Hardcopy) Item | Released |  | NO | 07/18/2019 08:02:29:210 | Release
SCN040525,G,2,Bookcase Approved Product Codes, Packaging Components, and Procedure Pack Assemblies | Bookcase Approved Product Codes, Packaging Components, and Procedure Pack Assemblies | Packaging Documentation | G | Scanned (Hardcopy) Item | Released |  | NO | 07/18/2019 08:02:28:850 | Release
SCN040525,H,1,Bookcase Approved Product Codes, Packaging Components, and Procedure Pack Assemblies | Bookcase Approved Product Codes, Packaging Components, and Procedure Pack Assemblies | Packaging Documentation | H | Scanned (Hardcopy) Item | Released |  | NO | 07/18/2019 08:02:28:428 | Release
PRC091028,A,4,ECR945 Preclinical Tissue Slipping Evaluation | ECR945 Preclinical Tissue Slipping Evaluation | None | A | Engineering Study | Released |  | NO | 07/11/2019 11:04:52:290 | Release
CA068248,A,4,D36868_Closure_Lever_TRR | D36868_Closure_Lever_TRR | Tooling Requirements Review (TRR) | A | Component Approval Document | Released |  | NO | 07/11/2019 10:33:17:345 | Release
SCN066701,A,1,RS Report EES TD-010/TF-N000022 - Enseal | RS Report EES TD-010/TF-N000022 - Enseal | Product Stewardship Supportive Documents | A | Scanned (Hardcopy) Item | Released |  | NO | 07/10/2019 10:45:09:032 | Release
SCN066252,A,1,ECR0001605- Phase 1: Analysis of Pallet Change for NSLX120L, HARHD20 and HARHD36 product codes | ECR0001605- Phase 1: Analysis of Pallet Change for NSLX120L, HARHD20 and HARHD36 product codes | None | A | Scanned (Hardcopy) Item | Released |  | NO | 07/09/2019 16:57:21:297 | Release
PRC090484,B,4,Confirmation Run for Palletizing Configuration Change on Brick and Buccaneer | Confirmation Run for Palletizing Configuration Change on Brick and Buccaneer | Protocol - Other | B | Protocol | Released |  | NO | 07/09/2019 16:57:21:266 | Release
RA000731,A,1,ECR0001533 OUS Determination | ECR0001533 OUS Determination | Regulatory Determination Form (OUS) | A | Generic Regulatory Doc. | Released |  | NO | 06/26/2019 04:29:20:222 | Release
CA070145,A,2,Brick-Carton Template CRR (P000223P01) | Brick-Carton Template CRR (P000223P01) | Component Requirements Review | A | Component Approval Document | Released |  | NO | 06/21/2019 07:39:26:518 | Release
CA075440,B,1,D43342P01_INSULATOR SPACER FB-PFMEA | D43342P01_INSULATOR SPACER FB-PFMEA | Supplier Process FMEA | B | Component Approval Document | Released |  | NO | 06/20/2019 10:48:49:864 | Release
CA075439,B,4,D43342P01_INSULATOR SPACER_CS | D43342P01_INSULATOR SPACER_CS | Capability Study | B | Component Approval Document | Released |  | NO | 06/20/2019 10:48:49:754 | Release
CA075439,A,1,D43342P01_INSULATOR SPACER_CS | D43342P01_INSULATOR SPACER_CS | Capability Study | A | Component Approval Document | Released |  | NO | 06/20/2019 10:48:49:629 | Release
CA075195,A,3,D43342P01 INSULATOR SPACER FB -CRR | D43342P01 INSULATOR SPACER FB -CRR | Component Requirements Review | A | Component Approval Document | Released |  | NO | 06/20/2019 10:48:49:489 | Release
CA075442,A,1,D43342-TRR | D43342-TRR | Tooling Requirements Review (TRR) | A | Component Approval Document | Working |  | NO | 06/20/2019 10:48:49:348 | NA_hnagabhu
CA075438,A,2,D43342P01_INSULATOR SPACER_FAI | D43342P01_INSULATOR SPACER_FAI | First Article | A | Component Approval Document | Released |  | NO | 06/20/2019 10:48:49:254 | Release
CA075440,A,2,D43342P01_INSULATOR SPACER FB-PFMEA | D43342P01_INSULATOR SPACER FB-PFMEA | Supplier Process FMEA | A | Component Approval Document | Released |  | NO | 06/20/2019 10:48:49:114 | Release
CA075195,B,2,D43342P01 INSULATOR SPACER FB -CRR | D43342P01 INSULATOR SPACER FB -CRR | Component Requirements Review | B | Component Approval Document | Released |  | NO | 06/20/2019 10:48:48:989 | Release
CA075438,B,2,D43342P01_INSULATOR SPACER_FAI | D43342P01_INSULATOR SPACER_FAI | First Article | B | Component Approval Document | Released |  | NO | 06/20/2019 10:48:48:848 | Release
CA075441,A,2,D43342P01_INSULATOR SPACER FB-CP | D43342P01_INSULATOR SPACER FB-CP | Control Plan | A | Component Approval Document | Released |  | NO | 06/20/2019 10:48:48:754 | Release
CA075441,B,2,D43342P01_INSULATOR SPACER FB-CP | D43342P01_INSULATOR SPACER FB-CP | Control Plan | B | Component Approval Document | Released |  | NO | 06/20/2019 10:48:48:583 | Release
PRC090484,A,5,Confirmation Run for Palletizing Configuration Change on Brick and Buccaneer | Confirmation Run for Palletizing Configuration Change on Brick and Buccaneer | Protocol - Other | A | Protocol | Released |  | NO | 06/11/2019 13:12:18:807 | Release
SCN066036,A,1,Brick Abuse Open Test Data 2019-06-06 | Brick Abuse Open Test Data 2019-06-06 | RDL Test Data | A | Scanned (Hardcopy) Item | Released |  | NO | 06/10/2019 15:40:49:535 | Release
CA069089,B,4,Raw Material Inspection Specification for the ENSEAL X1 Large Jaw Tissue Sealer NSLX120L - Active Rod D3765 | Raw Material Inspection Specification for the ENSEAL X1 Large Jaw Tissue Sealer NSLX120L - Active Rod D37655 | Inspection Sheet RMI | B | Component Approval Document | Released |  | NO | 06/08/2019 05:03:11:694 | Release
CA069089,A,5,Raw Material Inspection Specification for the ENSEAL X1 Large Jaw Tissue Sealer NSLX120L - Active Rod D3765 | Raw Material Inspection Specification for the ENSEAL X1 Large Jaw Tissue Sealer NSLX120L - Active Rod D37655 | Inspection Sheet RMI | A | Component Approval Document | Released |  | NO | 06/08/2019 05:03:10:694 | Release
RA000832,A,1,Global Regulatory Plan for NSLX120L (Brick) Alternate Electrode Change | Global Regulatory Plan for NSLX120L (Brick) Alternate Electrode Change | Regulatory Strategy/Plan | A | Generic Regulatory Doc. | Released |  | NO | 06/06/2019 10:27:45:640 | Release
CA080302,A,2,Self Certification for Lower Brick MIM Feedstock Change - D37314P01 | Self Certification for Lower Brick MIM Feedstock Change - D37314P01 | Supplier Process Change | A | Component Approval Document | Released |  | NO | 06/05/2019 09:10:17:810 | Release
SCN065467,A,1,1905-0246 PRC089616 Abuse Load Opening Test | 1905-0246 PRC089616 Abuse Load Opening Test | RDL Test Data | A | Scanned (Hardcopy) Item | Released |  | NO | 06/04/2019 10:32:31:140 | Release
CA080167,A,2,Electrode Gap Measurement Equipment | Electrode Gap Measurement Equipment | Equipment Requirements Review | A | Component Approval Document | Working |  | NO | 06/04/2019 08:24:44:431 | WIP
PRC085388,B,2,Brick Tip Force Fixtures Gage R&R and Compatibility | Brick Tip Force Fixtures Gage R&R and Compatibility | None | B | Engineering Study | Released |  | NO | 06/03/2019 11:40:02:451 | Release
PRC085388,A,2,Brick Tip Force Fixtures Gage R&R and Compatibility | Brick Tip Force Fixtures Gage R&R and Compatibility | None | A | Engineering Study | Released |  | NO | 06/03/2019 11:40:01:295 | Release
PRC089869,A,3,Peters Cable Reclamation PQ | Peters Cable Reclamation PQ | Protocol Performance Qualification | A | Protocol | Released |  | NO | 05/31/2019 17:36:29:961 | Release
PRC090555,A,5,Installation Qualification for Contact Tooling E17128P90 on Shaft Functional Tester E17128 | Installation Qualification for Contact Tooling E17128P90 on Shaft Functional Tester E17128 | Protocol Equipment Install Qual | A | Protocol | Released |  | NO | 05/29/2019 16:11:24:618 | Release
SCN065406,A,1,1905-0245_ 1905-0244 _ 1905-0243 Brick PRC089616 | 1905-0245_ 1905-0244 _ 1905-0243 Brick PRC089616 | RDL Test Data | A | Scanned (Hardcopy) Item | Released |  | NO | 05/28/2019 14:22:15:000 | Release
PRC090476,A,2,Post production Protocol STERIS Vessel Chamber 3 | Post production Protocol STERIS Vessel Chamber 3 | Protocol - Other | A | Protocol | Released |  | NO | 05/21/2019 19:48:33:114 | Release
PRC090024,A,2,Brick ECR0000945 Design Validation Protocol | Brick ECR0000945 Design Validation Protocol | Design Validation | A | Protocol | Released |  | NO | 05/08/2019 17:24:40:172 | Release
PRC090026,A,4,Brick Tissue Slipping Questionaire Protocol | Brick Tissue Slipping Questionaire Protocol | Protocol - Other | A | Protocol | Released |  | NO | 05/08/2019 17:17:30:493 | Release
SCN064605,A,1,1905-0019 Brick PRC085738 FTF | 1905-0019 Brick PRC085738 FTF | RDL Test Data | A | Scanned (Hardcopy) Item | Released |  | NO | 05/03/2019 15:56:24:271 | Release
SCN064608,A,1,1905-0018 Brick Cable Resistance Testing 05-01-19 | 1905-0018 Brick Cable Resistance Testing 05-01-19 | RDL Test Data | A | Scanned (Hardcopy) Item | Released |  | NO | 05/03/2019 15:55:22:333 | Release
SCN064627,A,1,1905-0028 Brick Grasping Force | 1905-0028 Brick Grasping Force | RDL Test Data | A | Scanned (Hardcopy) Item | Released |  | NO | 05/03/2019 15:53:11:659 | Release
SCN064689,A,1,RDL-AML ATL 1904-0343 Eric Roberson 050319 | RDL-AML ATL 1904-0343 Eric Roberson 050319 | RDL Test Data | A | Scanned (Hardcopy) Item | Released |  | NO | 05/03/2019 15:46:34:543 | Release
PRC089373,A,1,Floyd Straight Jaw EP1 Subassemblies Testing | Floyd Straight Jaw EP1 Subassemblies Testing | Protocol - Other | A | Protocol | Released |  | NO | 05/02/2019 16:12:08:788 | Release
CA079620,A,2,D44191P01 Electrode Alignment Shim - RMI Sheet | D44191P01 Electrode Alignment Shim - RMI Sheet | Inspection Sheet RMI | A | Component Approval Document | Released |  | NO | 05/02/2019 05:03:17:381 | Release
SCN064557,A,1,1904-0324 PRC074178 Cable Resistance Test | 1904-0324 PRC074178 Cable Resistance Test | RDL Test Data | A | Scanned (Hardcopy) Item | Released |  | NO | 05/01/2019 13:07:50:850 | Release
SCN064590,A,1,1904-0335 Brick Grasping Force Test | 1904-0335 Brick Grasping Force Test | RDL Test Data | A | Scanned (Hardcopy) Item | Released |  | NO | 05/01/2019 13:03:12:674 | Release
CA074465,A,5,Brick and Floyd PI EEPROM Reader ERR | Brick and Floyd PI EEPROM Reader ERR | Equipment Requirements Review | A | Component Approval Document | Released |  | NO | 05/01/2019 11:07:14:913 | Release
SCN064562,A,1,1904-0325 Brick PRC074178 FTF | 1904-0325 Brick PRC074178 FTF | RDL Test Data | A | Scanned (Hardcopy) Item | Released |  | NO | 05/01/2019 09:24:12:820 | Release
PRC089105,A,4,Brick ECR945 Engineering Pilot 1.0 Completion Report | Brick ECR945 Engineering Pilot 1.0 Completion Report | None | A | Completion Report | Released |  | NO | 04/29/2019 09:12:58:032 | Release
CA074733,B,1,Brick Active Rod - Putnam Automated Process CP | Brick Active Rod - Putnam Automated Process CP | Control Plan | B | Component Approval Document | Released |  | NO | 04/29/2019 09:04:35:337 | Release
CA074733,A,2,Brick Active Rod - Putnam Automated Process CP | Brick Active Rod - Putnam Automated Process CP | Control Plan | A | Component Approval Document | Released |  | NO | 04/29/2019 09:04:34:478 | Release
CA074735,B,1,Brick Active Rod - Putnam Automated Process PFMEA | Brick Active Rod - Putnam Automated Process PFMEA | Supplier Process FMEA | B | Component Approval Document | Released |  | NO | 04/29/2019 09:03:34:539 | Release
CA074735,A,3,Brick Active Rod - Putnam Automated Process PFMEA | Brick Active Rod - Putnam Automated Process PFMEA | Supplier Process FMEA | A | Component Approval Document | Released |  | NO | 04/29/2019 09:03:33:071 | Release
SCN064309,A,2,1904-0045 Eric Roberson Brick Test 04-19-2019 | 1904-0045 Eric Roberson Brick Test 04-19-2019 | RDL Test Data | A | Scanned (Hardcopy) Item | Released |  | NO | 04/25/2019 15:14:15:970 | Release
DR000427,A,3,Interface Requirements Document for R1A Brick Instrument | Interface Requirements Document for R1A Brick Instrument | Interface Requirements Document | A | Design Requirement | Released |  | NO | 04/22/2019 12:53:21:125 | Release
DR000427,B,7,Interface Requirements Document for R1A Brick Instrument | Interface Requirements Document for R1A Brick Instrument | Interface Requirements Document | B | Design Requirement | Released |  | NO | 04/22/2019 12:53:20:500 | Release
DR000427,C,3,Interface Requirements Document for R1A Brick Instrument | Interface Requirements Document for R1A Brick Instrument | Interface Requirements Document | C | Design Requirement | Released |  | NO | 04/22/2019 12:53:19:672 | Release
DR000427,D,2,Interface Requirements Document for R1A Brick Instrument | Interface Requirements Document for R1A Brick Instrument | Interface Requirements Document | D | Design Requirement | Released |  | NO | 04/22/2019 12:53:18:890 | Release
DR000427,E,3,Interface Requirements Document for R1A Brick Instrument | Interface Requirements Document for R1A Brick Instrument | Interface Requirements Document | E | Design Requirement | Released |  | NO | 04/22/2019 12:53:18:172 | Release
DR000427,F,2,Interface Requirements Document for R1A Brick Instrument | Interface Requirements Document for R1A Brick Instrument | Interface Requirements Document | F | Design Requirement | Released |  | NO | 04/22/2019 12:53:17:297 | Release
DOC022958,B,1,Project Floyd Thermec Material Info | Project Floyd Thermec Material Info | None | B | EPI Generic Document | Released |  | NO | 04/22/2019 11:02:49:603 | Release
DOC022958,A,1,Project Floyd Thermec Material Info | Project Floyd Thermec Material Info | None | A | EPI Generic Document | Released |  | NO | 04/22/2019 11:02:48:369 | Release
CA068346,A,2,D37118_Right_Shroud_PFMEA | D37118_Right_Shroud_PFMEA | Supplier Process FMEA | A | Component Approval Document | Released |  | NO | 04/17/2019 13:55:11:715 | Release
CA068353,A,2,D37119_Left_Shroud_PFMEA | D37119_Left_Shroud_PFMEA | Supplier Process FMEA | A | Component Approval Document | Released |  | NO | 04/16/2019 11:27:11:639 | Release
SCN064147,A,1,1904-0100 CSZ 2 PRC089259 Report PR001321_04-08-19 | 1904-0100 CSZ 2 PRC089259 Report PR001321_04-08-19 | RDL Test Data | A | Scanned (Hardcopy) Item | Released |  | NO | 04/16/2019 11:13:55:710 | Release
SCN063777,A,2,1903-0240 _ 1903-0241 CSZ PRC089259_ PRC089616 Brick Report PR001321_04-01-19 | 1903-0240 _ 1903-0241 CSZ PRC089259_ PRC089616 Brick Report PR001321_04-01-19 | RDL Test Data | A | Scanned (Hardcopy) Item | Released |  | NO | 04/16/2019 11:12:57:960 | Release
SCN063787,A,1,1904-0025 Brick PRC089616 Torque-to-Rotate | 1904-0025 Brick PRC089616 Torque-to-Rotate | RDL Test Data | A | Scanned (Hardcopy) Item | Released |  | NO | 04/15/2019 16:18:49:637 | Release
SCN063799,A,1,1903-0240 CSZ PRC089259 Brick Report PR001321_04-01-19 to 04-03-19 | 1903-0240 CSZ PRC089259 Brick Report PR001321_04-01-19 to 04-03-19 | RDL Test Data | A | Scanned (Hardcopy) Item | Released |  | NO | 04/15/2019 16:15:39:620 | Release
SCN063805,A,1,1904-0068 Brick PRC089616 FTL and Shepherds Hook Abuse 04-05-19 | 1904-0068 Brick PRC089616 FTL and Shepherds Hook Abuse 04-05-19 | RDL Test Data | A | Scanned (Hardcopy) Item | Released |  | NO | 04/15/2019 14:32:35:208 | Release
SCN063860,A,1,Brick ATL1904-0069 PRC089616 Abuse Load Opening Test | Brick ATL1904-0069 PRC089616 Abuse Load Opening Test | RDL Test Data | A | Scanned (Hardcopy) Item | Released |  | NO | 04/15/2019 14:30:20:081 | Release
CA075950,A,3,D44191P01_Electrode Alignment Shim_FAI | D44191P01_Electrode Alignment Shim_FAI | First Article | A | Component Approval Document | Released |  | NO | 04/15/2019 12:02:07:255 | Release
CA075951,A,3,D44191P01_ Electrode Alignment Shim-CS | D44191P01_ Electrode Alignment Shim-CS | Capability Study | A | Component Approval Document | Released |  | NO | 04/15/2019 11:59:45:270 | Release
CA075952,A,3,D44191P01 Electrode Alignment Shim-PFMEA | D44191P01 Electrode Alignment Shim-PFMEA | Supplier Process FMEA | A | Component Approval Document | Released |  | NO | 04/15/2019 11:57:32:363 | Release
CA075953,A,4,D44191P01 Electrode Alignment Shim-PCP | D44191P01 Electrode Alignment Shim-PCP | Control Plan | A | Component Approval Document | Released |  | NO | 04/15/2019 11:57:09:737 | Release
SCN063865,A,1,1904-0070 Brick PRC089616 Abuse Load Latch Opening 04-08-19 | 1904-0070 Brick PRC089616 Abuse Load Latch Opening 04-08-19 | RDL Test Data | A | Scanned (Hardcopy) Item | Released |  | NO | 04/15/2019 11:26:47:378 | Release
SCN063904,A,1,PRC089616_FTF ClosureSidePost_1904-0071 | PRC089616_FTF ClosureSidePost_1904-0071 | RDL Test Data | A | Scanned (Hardcopy) Item | Released |  | NO | 04/15/2019 11:24:17:721 | Release
SCN064026,A,1,Eric Roberson Vessel Measurements 04-09-19 and 04-10-19 | Eric Roberson Vessel Measurements 04-09-19 and 04-10-19 | RDL Test Data | A | Scanned (Hardcopy) Item | Released |  | NO | 04/15/2019 11:19:06:921 | Release
CA075914,B,2,CRR for D44191 Alignment Shim | CRR for D44191 Alignment Shim | Component Requirements Review | B | Component Approval Document | Released |  | NO | 04/11/2019 11:37:12:232 | Release
CA075914,A,2,CRR for D44191 Alignment Shim | CRR for D44191 Alignment Shim | Component Requirements Review | A | Component Approval Document | Released |  | NO | 04/11/2019 11:37:11:232 | Release
PRC089828,A,6,Post production protocol STERIS vessel chamber 1 | Post production protocol STERIS vessel chamber 1 | Protocol - Other | A | Protocol | Released |  | NO | 04/08/2019 16:55:52:928 | Release
SCN063789,A,2,Sophie Heiman Vessel Measurements 04-04-19 | Sophie Heiman Vessel Measurements 04-04-19 | RDL Test Data | A | Scanned (Hardcopy) Item | Released |  | NO | 04/08/2019 16:20:59:252 | Release
SCN063813,A,1,RDL-AML ATL 1904-0026 Eric Roberson 040419 | RDL-AML ATL 1904-0026 Eric Roberson 040419 | RDL Test Data | A | Scanned (Hardcopy) Item | Released |  | NO | 04/08/2019 10:55:52:610 | Release
DOC024746,A,2,Return Contact Protector Design Evaluation | Return Contact Protector Design Evaluation | None | A | EPI Generic Document | Released |  | NO | 04/03/2019 21:03:04:730 | Release
PRC086501,A,1,Brick Prototype Distal Contact Functional Evaluation | Brick Prototype Distal Contact Functional Evaluation | None | A | Engineering Study | Released |  | NO | 04/03/2019 20:58:54:833 | Release
PRC088159,A,1,Feasibility Testing for Brick Electrode 2.1 | Feasibility Testing for Brick Electrode 2.1 | None | A | Engineering Study | Released |  | NO | 04/02/2019 16:00:52:445 | Release
PRC088493,A,2,Brick Electrode Delamination for 2.1 Electrode Design | Brick Electrode Delamination for 2.1 Electrode Design | None | A | Engineering Study | Released |  | NO | 04/02/2019 14:57:45:918 | Release
CA072591,B,1,Automated Equipment for Brick Active Rod | Automated Equipment for Brick Active Rod | Supplier Process Change | B | Component Approval Document | Released |  | NO | 03/27/2019 09:01:41:185 | Release
CA074729,A,6,Brick Active Rod - Putnam Automated Process FAI | Brick Active Rod - Putnam Automated Process FAI | First Article | A | Component Approval Document | Released |  | NO | 03/27/2019 09:01:39:497 | Release
CA072591,A,4,Automated Equipment for Brick Active Rod | Automated Equipment for Brick Active Rod | Supplier Process Change | A | Component Approval Document | Released |  | NO | 03/27/2019 09:01:39:404 | Release
CA068036,B,3,Active Rod D37655 | Active Rod D37655 | Component Requirements Review | B | Component Approval Document | Released |  | NO | 03/27/2019 09:01:39:310 | Release
CA069088,B,2,Active Rod_D37655_Control Plan | Active Rod_D37655_Control Plan | Control Plan | B | Component Approval Document | Released |  | NO | 03/27/2019 09:01:39:122 | Release
CA069082,A,3,Active Rod_D37655_PFMEA | Active Rod_D37655_PFMEA | Supplier Process FMEA | A | Component Approval Document | Released |  | NO | 03/27/2019 09:01:39:029 | Release
CA068036,A,2,Active Rod D37655 | Active Rod D37655 | Component Requirements Review | A | Component Approval Document | Released |  | NO | 03/27/2019 09:01:38:935 | Release
CA069083,A,3,Active Rod_D37655_CapStudy | Active Rod_D37655_CapStudy | Capability Study | A | Component Approval Document | Released |  | NO | 03/27/2019 09:01:38:841 | Release
CA069088,A,2,Active Rod_D37655_Control Plan | Active Rod_D37655_Control Plan | Control Plan | A | Component Approval Document | Released |  | NO | 03/27/2019 09:01:38:732 | Release
CA069084,A,2,Active Rod_D37655_FAI | Active Rod_D37655_FAI | First Article | A | Component Approval Document | Released |  | NO | 03/27/2019 09:01:38:638 | Release
CA074731,A,3,Brick Active Rod - Putnam Automated Process Characterization Matrix | Brick Active Rod - Putnam Automated Process Characterization Matrix | Process Characterization Matrix | A | Component Approval Document | Released |  | NO | 03/27/2019 09:01:38:544 | Release
CA074372,A,1,D37655 Active Rod Control Plan | D37655 Active Rod Control Plan | Control Plan | A | Component Approval Document | Released |  | NO | 03/27/2019 09:01:38:435 | Release
CA074371,A,3,D37655 Active Rod FAI | D37655 Active Rod FAI | First Article | A | Component Approval Document | Released |  | NO | 03/27/2019 09:01:38:325 | Release
CA074730,A,3,Brick Active Rod - Putnam Automated Process Capability | Brick Active Rod - Putnam Automated Process Capability | Capability Study | A | Component Approval Document | Released |  | NO | 03/27/2019 09:01:38:216 | Release
CA074028,B,2,Putnam Plastics Manual Active Rod Process Reorganization | Putnam Plastics Manual Active Rod Process Reorganization | Supplier Process Change | B | Component Approval Document | Released |  | NO | 03/27/2019 09:01:38:107 | Release
CA068036,C,2,Active Rod D37655 | Active Rod D37655 | Component Requirements Review | C | Component Approval Document | Rejected |  | NO | 03/27/2019 09:01:37:591 | WIP
CA074373,A,3,D37665 Active Rod PFMEA | D37665 Active Rod PFMEA | Supplier Process FMEA | A | Component Approval Document | Released |  | NO | 03/27/2019 09:01:37:388 | Release
RA000733,A,1,ECR0001534 OUS Determination | ECR0001534 OUS Determination | Regulatory Determination Form (OUS) | A | Generic Regulatory Doc. | Released |  | NO | 03/21/2019 15:17:39:391 | Release
RA000732,A,1,ECR0001534 US Determination | ECR0001534 US Determination | Regulatory Determination Form (US) | A | Generic Regulatory Doc. | Released |  | NO | 03/21/2019 15:17:27:531 | Release
RA000730,A,2,ECR0001533 US Determination | ECR0001533 US Determination | Regulatory Determination Form (OUS) | A | Generic Regulatory Doc. | Released |  | NO | 03/21/2019 15:15:41:171 | Release
PRC081952,A,2,SOA Error Evaluation | SOA Error Evaluation | None | A | Engineering Study | Released |  | NO | 03/18/2019 07:42:16:854 | Release
CA078695,B,2,SPCR for D36970G01 on J0389 | SPCR for D36970G01 on J0389 | Supplier Process Change | B | Component Approval Document | Released |  | NO | 03/15/2019 10:18:03:845 | Release
CA078695,A,2,SPCR for D36970G01 on J0389 | SPCR for D36970G01 on J0389 | Supplier Process Change | A | Component Approval Document | Released |  | NO | 03/15/2019 10:18:03:157 | Release
PRC089259,A,2,Brick - Design Verification Testing Protocol for ECR0000945 | Brick - Design Verification Testing Protocol for ECR0000945 | Protocol - Other | A | Protocol | Released |  | NO | 03/14/2019 11:29:44:989 | Release
RA000585,C,2,ECR0001393 | ECR0001393 | Regulatory Determination Form (OUS) | C | Generic Regulatory Doc. | Released |  | NO | 03/14/2019 09:24:12:018 | Release
RA000585,A,1,ECR0001393 | ECR0001393 | Regulatory Determination Form (OUS) | A | Generic Regulatory Doc. | Released |  | NO | 03/14/2019 09:24:11:221 | Release
RA000585,B,3,ECR0001393 | ECR0001393 | Regulatory Determination Form (OUS) | B | Generic Regulatory Doc. | Released |  | NO | 03/14/2019 09:24:10:987 | Release
PRC086206,A,3,NSLX120L Upper Electrode Position Assembly Aid | NSLX120L Upper Electrode Position Assembly Aid | None | A | Engineering Study | Released |  | NO | 03/11/2019 17:17:44:411 | Release
FB003156,B,3,Brick MVP for Juarez Activities | Brick MVP for Juarez Activities | Master Validation Plan | B | Fact Book | Released |  | NO | 03/08/2019 18:39:16:308 | Release
FB003156,D,5,Brick MVP for Juarez Activities | Brick MVP for Juarez Activities | Master Validation Plan | D | Fact Book | In Review |  | NO | 03/08/2019 18:39:16:308 | WIP
FB003156,A,6,Brick MVP for Juarez Activities | Brick MVP for Juarez Activities | Master Validation Plan | A | Fact Book | Released |  | NO | 03/08/2019 18:39:16:292 | Release
FB003156,C,4,Brick MVP for Juarez Activities | Brick MVP for Juarez Activities | Master Validation Plan | C | Fact Book | Released |  | NO | 03/08/2019 18:39:16:277 | Release
PRC087820,B,3,Brick Electrode 2.1 Build for ECR0000945 | Brick Electrode 2.1 Build for ECR0000945 | None | B | Engineering Study | Released |  | NO | 03/07/2019 15:01:28:301 | Release
PRC087820,A,3,Brick Electrode 2.1 Build for ECR0000945 | Brick Electrode 2.1 Build for ECR0000945 | None | A | Engineering Study | Released |  | NO | 03/07/2019 15:01:27:598 | Release
SCN058306,A,1,Load 28934 S18-211J R9350W,R93581,R9357V,R9360R | Load 28934 S18-211J R9350W,R93581,R9357V,R9360R | Sterilization Documentation | A | Scanned (Hardcopy) Item | Released |  | NO | 03/05/2019 12:43:08:553 | Release
SCN058332,A,1,Load 28966 S18-206J R9341Y,R9345U,R9348K,R9341E | Load 28966 S18-206J R9341Y,R9345U,R9348K,R9341E | Sterilization Documentation | A | Scanned (Hardcopy) Item | Released |  | NO | 03/05/2019 12:24:22:637 | Release
SCN058330,A,1,Load 28876 S18-203J R93375,R9336Y,R93416,R9319U | Load 28876 S18-203J R93375,R9336Y,R93416,R9319U | Sterilization Documentation | A | Scanned (Hardcopy) Item | Released |  | NO | 03/05/2019 12:20:56:620 | Release
SCN058329,A,1,Load 28872 S18-201J R9334F,R93264,R9341D,R9339E | Load 28872 S18-201J R9334F,R93264,R9341D,R9339E | Sterilization Documentation | A | Scanned (Hardcopy) Item | Released |  | NO | 03/05/2019 12:17:48:259 | Release
SCN058328,A,1,Load 28871 S18-200J R9334G,R9322T,R93386,R93376 | Load 28871 S18-200J R9334G,R9322T,R93386,R93376 | Sterilization Documentation | A | Scanned (Hardcopy) Item | Released |  | NO | 03/05/2019 12:11:25:881 | Release
SCN058327,A,1,Load 28881 S18-205J R9341K,R9345T,R9341F,R9346A | Load 28881 S18-205J R9341K,R9345T,R9341F,R9346A | Sterilization Documentation | A | Scanned (Hardcopy) Item | Released |  | NO | 03/05/2019 12:09:46:411 | Release
SCN058325,A,1,Load 28822 S18-193J R92L6X,R93262,R93263,R93286 | Load 28822 S18-193J R92L6X,R93262,R93263,R93286 | Sterilization Documentation | A | Scanned (Hardcopy) Item | Released |  | NO | 03/05/2019 12:05:35:128 | Release
SCN058319,A,1,Load 28845 S18-197J R93170,R9332F,R9332H,R9334W | Load 28845 S18-197J R93170,R9332F,R9332H,R9334W | Sterilization Documentation | A | Scanned (Hardcopy) Item | Released |  | NO | 03/05/2019 11:53:23:187 | Release
SCN058317,A,1,Load 28786 S18-182J R92K7Y,R93054,R93107,R9311W | Load 28786 S18-182J R92K7Y,R93054,R93107,R9311W | Sterilization Documentation | A | Scanned (Hardcopy) Item | Released |  | NO | 03/05/2019 11:47:09:098 | Release
CA078609,A,2,First Article for Brick Upper tombstone | First Article for Brick Upper tombstone | First Article | A | Component Approval Document | Released |  | NO | 03/05/2019 08:45:48:798 | Release
CA078607,A,2,Cap. Study for D37315 per CA075502A | Cap. Study for D37315 per CA075502A | Capability Study | A | Component Approval Document | Released |  | NO | 03/05/2019 08:45:48:736 | Release
CA078579,A,2,First Article for Brick Lower tombstone | First Article for Brick Lower tombstone | First Article | A | Component Approval Document | Released |  | NO | 03/05/2019 08:45:48:673 | Release
CA078477,A,3,LOWER JAW_CAP STUDY PER SPCR_CA075328 | LOWER JAW_CAP STUDY PER SPCR_CA075328 | Capability Study | A | Component Approval Document | Released |  | NO | 03/05/2019 08:45:46:455 | Release
CA078444,A,1,First Article for Brick Upper tombstone | First Article for Brick Upper tombstone | First Article | A | Component Approval Document | Released |  | NO | 03/05/2019 08:45:45:501 | Release
CA078443,A,2,Cap. Study for D37315 per CA075502D | Cap. Study for D37315 per CA075502D | Capability Study | A | Component Approval Document | Released |  | NO | 03/05/2019 08:45:45:470 | Release
CA078018,A,2,First Article for Brick Upper tombstone | First Article for Brick Upper tombstone | First Article | A | Component Approval Document | Released |  | NO | 03/05/2019 08:45:42:986 | Release
CA078017,A,3,Cap. Study for D37315 per CA075502C | Cap. Study for D37315 per CA075502C | Capability Study | A | Component Approval Document | Released |  | NO | 03/05/2019 08:45:42:970 | Release
CA077939,A,1,D38229G02_CABLE PREP 4 CONDUCTOR_FAI | D38229G02_CABLE PREP 4 CONDUCTOR_FAI | First Article | A | Component Approval Document | Released |  | NO | 03/05/2019 08:45:40:830 | Release
CA077929,A,2,Nelipak Packout Change P000221P01, P000221P02 | Nelipak Packout Change P000221P01, P000221P02 | Supplier Process Change | A | Component Approval Document | Released |  | NO | 03/05/2019 08:45:40:455 | Release
CA077905,A,1,D39442P01 LOWER ELECTRODE STAMPING CS(SPCR-CA077358) | D39442P01 LOWER ELECTRODE STAMPING CS(SPCR-CA077358) | Capability Study | A | Component Approval Document | Released |  | NO | 03/05/2019 08:45:39:595 | Release
CA077904,A,1,D39442P01 LOWER ELECTRODE STAMPING FAI(SPCR-CA077358) | D39442P01 LOWER ELECTRODE STAMPING FAI(SPCR-CA077358) | First Article | A | Component Approval Document | Released |  | NO | 03/05/2019 08:45:39:564 | Release
CA077798,A,1,Brick Proof Load Tester | Brick Proof Load Tester | Supplier Process Change | A | Component Approval Document | Released |  | NO | 03/05/2019 08:45:36:408 | Release
CA077798,B,2,Brick Proof Load Tester | Brick Proof Load Tester | Supplier Process Change | B | Component Approval Document | Released |  | NO | 03/05/2019 08:45:36:392 | Release
CA077742,A,1,D37314P01 LOWER JAW_FIRST ARTICLE PER (SPCR_CA075328, TOMBSTONE # 15) | D37314P01 LOWER JAW_FIRST ARTICLE PER (SPCR_CA075328, TOMBSTONE # 15) | First Article | A | Component Approval Document | Released |  | NO | 03/05/2019 08:45:34:892 | Release
CA077741,A,1,D37314P01 LOWER JAW_CAP STUDY PER (SPCR_CA075328, TOMBSTONE # 15) | D37314P01 LOWER JAW_CAP STUDY PER (SPCR_CA075328, TOMBSTONE # 15) | Capability Study | A | Component Approval Document | Released |  | NO | 03/05/2019 08:45:34:814 | Release
CA077722,A,3,Additional Brick Proof Load Tester Qualification | Additional Brick Proof Load Tester Qualification | Supplier Process Change | A | Component Approval Document | Released |  | NO | 03/05/2019 08:45:34:392 | Release
CA077669,A,1,D37314P01 LOWER JAW_FIRST ARTICLE PER (SPCR_CA075328, TOMBSTONE # 14) | D37314P01 LOWER JAW_FIRST ARTICLE PER (SPCR_CA075328, TOMBSTONE # 14) | First Article | A | Component Approval Document | Released |  | NO | 03/05/2019 08:45:33:220 | Release
CA077668,A,1,D37314P01 LOWER JAW_CAP STUDY PER (SPCR_CA075328, TOMBSTONE # 14) | D37314P01 LOWER JAW_CAP STUDY PER (SPCR_CA075328, TOMBSTONE # 14) | Capability Study | A | Component Approval Document | Released |  | NO | 03/05/2019 08:45:33:189 | Release
CA077569,A,4,Lower Jaw_D36971_CS | Lower Jaw_D36971_CS | Capability Study | A | Component Approval Document | Released |  | NO | 03/05/2019 08:45:29:845 | Release
CA077568,A,1,Lower Jaw_D36971_FAI | Lower Jaw_D36971_FAI | First Article | A | Component Approval Document | Released |  | NO | 03/05/2019 08:45:29:814 | Release
CA077567,A,2,Upper Jaw_D36970_CS | Upper Jaw_D36970_CS | Capability Study | A | Component Approval Document | Released |  | NO | 03/05/2019 08:45:29:783 | Release
CA077566,A,2,Upper Jaw _D36970_FAI | Upper Jaw _D36970_FAI | First Article | A | Component Approval Document | Released |  | NO | 03/05/2019 08:45:29:751 | Release
CA077553,A,1,Self Cert - D37314 and D39046 | Self Cert - D37314 and D39046 | Supplier Process Change | A | Component Approval Document | Released |  | NO | 03/05/2019 08:45:29:564 | Release
CA077553,B,2,Self Cert - D37314 and D39046 | Self Cert - D37314 and D39046 | Supplier Process Change | B | Component Approval Document | Released |  | NO | 03/05/2019 08:45:29:548 | Release
CA077552,A,2,D39442P01 BRICK LOWER ELECTRODE CS PER SPCR (CA077052) | D39442P01 BRICK LOWER ELECTRODE CS PER SPCR (CA077052) | Capability Study | A | Component Approval Document | Released |  | NO | 03/05/2019 08:45:29:533 | Release
CA077551,A,1,D39442P01 BRICK LOWER ELECTRODE FAI PER SPCR (CA077052) | D39442P01 BRICK LOWER ELECTRODE FAI PER SPCR (CA077052) | First Article | A | Component Approval Document | Released |  | NO | 03/05/2019 08:45:29:501 | Release
CA077521,A,1,D37709P02 STS | D37709P02 STS | RMI/STS Checklist | A | Component Approval Document | Released |  | NO | 03/05/2019 08:45:28:548 | Release
CA077382,A,1,D38070-TRR | D38070-TRR | Tooling Requirements Review (TRR) | A | Component Approval Document | Working |  | NO | 03/05/2019 08:45:26:204 | NA_hnagabhu
CA077376,A,1,D37314P01 LOWER JAW_FIRST ARTICLE PER (SPCR_CA075328, TOMBSTONE # 13) | D37314P01 LOWER JAW_FIRST ARTICLE PER (SPCR_CA075328, TOMBSTONE # 13) | First Article | A | Component Approval Document | Released |  | NO | 03/05/2019 08:45:26:048 | Release
CA077375,A,1,D37314P01 LOWER JAW_CAP STUDY PER (SPCR_CA075328, TOMBSTONE # 13) | D37314P01 LOWER JAW_CAP STUDY PER (SPCR_CA075328, TOMBSTONE # 13) | Capability Study | A | Component Approval Document | Released |  | NO | 03/05/2019 08:45:26:017 | Release
CA077358,A,1,D39442P01 BRICK LOWER ELECTRODE KNIFE SLOT FORM STATION RE SEQUENCE-SPCR | D39442P01 BRICK LOWER ELECTRODE KNIFE SLOT FORM STATION RE SEQUENCE-SPCR | Supplier Process Change | A | Component Approval Document | Released |  | NO | 03/05/2019 08:45:25:501 | Release
CA077358,B,1,D39442P01 BRICK LOWER ELECTRODE KNIFE SLOT FORM STATION RE SEQUENCE-SPCR | D39442P01 BRICK LOWER ELECTRODE KNIFE SLOT FORM STATION RE SEQUENCE-SPCR | Supplier Process Change | B | Component Approval Document | Released |  | NO | 03/05/2019 08:45:25:486 | Release
CA077348,A,1,D38690-FAI | D38690-FAI | First Article | A | Component Approval Document | Released |  | NO | 03/05/2019 08:45:25:204 | Release
CA077347,A,1,D39046-FAI | D39046-FAI | First Article | A | Component Approval Document | Released |  | NO | 03/05/2019 08:45:25:189 | Release
CA077330,A,1,D37314P01 LOWER JAW_FIRST ARTICLE PER (SPCR_CA075328, TOMBSTONE # 12) | D37314P01 LOWER JAW_FIRST ARTICLE PER (SPCR_CA075328, TOMBSTONE # 12) | First Article | A | Component Approval Document | Released |  | NO | 03/05/2019 08:45:24:689 | Release
CA077329,A,1,D37314P01 LOWER JAW_CAP STUDY PER (SPCR_CA075328, TOMBSTONE # 12) | D37314P01 LOWER JAW_CAP STUDY PER (SPCR_CA075328, TOMBSTONE # 12) | Capability Study | A | Component Approval Document | Released |  | NO | 03/05/2019 08:45:24:657 | Release
CA077167,A,1,D37314P01 LOWER JAW_FIRST ARTICLE PER (SPCR_CA075328, TOMBSTONE # 11) | D37314P01 LOWER JAW_FIRST ARTICLE PER (SPCR_CA075328, TOMBSTONE # 11) | First Article | A | Component Approval Document | Released |  | NO | 03/05/2019 08:45:20:548 | Release
CA077166,A,1,D37314P01 LOWER JAW_CAP STUDY PER (SPCR_CA075328, TOMBSTONE # 11) | D37314P01 LOWER JAW_CAP STUDY PER (SPCR_CA075328, TOMBSTONE # 11) | Capability Study | A | Component Approval Document | Released |  | NO | 03/05/2019 08:45:20:517 | Release
CA077119,A,2,Control Plan for Sterile Thermoform Tray P000221P02 | Control Plan for Sterile Thermoform Tray P000221P02 | Control Plan | A | Component Approval Document | Released |  | NO | 03/05/2019 08:45:20:017 | Release
CA077118,A,1,Capability Study for Sterile Thermoform Tray P000221P02 | Capability Study for Sterile Thermoform Tray P000221P02 | Capability Study | A | Component Approval Document | Released |  | NO | 03/05/2019 08:45:19:986 | Release
CA077117,A,3,First Article Inspection for Sterile Thermoform Tray P000221P02 | First Article Inspection for Sterile Thermoform Tray P000221P02 | First Article | A | Component Approval Document | Released |  | NO | 03/05/2019 08:45:19:954 | Release
CA077103,A,1,Component Requirements Review for sterile thermoform tray P000221P02 | Component Requirements Review for sterile thermoform tray P000221P02 | Component Requirements Review | A | Component Approval Document | Released |  | NO | 03/05/2019 08:45:19:657 | Release
CA077052,A,1,D39442P01 Brick Lower Electrode SPCR | D39442P01 Brick Lower Electrode SPCR | Supplier Process Change | A | Component Approval Document | Released |  | NO | 03/05/2019 08:45:18:330 | Release
CA077052,B,1,D39442P01 Brick Lower Electrode SPCR | D39442P01 Brick Lower Electrode SPCR | Supplier Process Change | B | Component Approval Document | Released |  | NO | 03/05/2019 08:45:18:314 | Release
CA076968,A,1,Cap Study for D37118P01-D37119P01 | Cap Study for D37118P01-D37119P01 | Capability Study | A | Component Approval Document | Released |  | NO | 03/05/2019 08:45:16:111 | Release
CA076915,A,3,Technimark D37118 & D37119 Cross Qualification | Technimark D37118 & D37119 Cross Qualification | Supplier Process Change | A | Component Approval Document | Released |  | NO | 03/05/2019 08:45:14:517 | Release
CA076915,B,2,Technimark D37118 & D37119 Cross Qualification | Technimark D37118 & D37119 Cross Qualification | Supplier Process Change | B | Component Approval Document | Released |  | NO | 03/05/2019 08:45:14:486 | Release
CA076286,A,2,Brick Reclamation Return Contact Crimp | Brick Reclamation Return Contact Crimp | Equipment Requirements Review | A | Component Approval Document | Released |  | NO | 03/05/2019 08:45:05:126 | Release
CA076286,B,2,Brick Reclamation Return Contact Crimp | Brick Reclamation Return Contact Crimp | Equipment Requirements Review | B | Component Approval Document | Released |  | NO | 03/05/2019 08:45:05:110 | Release
CA076230,A,1,D37315 UPPER JAW MIM-CS PER SPCR CA072756(Asset 221874) | D37315 UPPER JAW MIM-CS PER SPCR CA072756(Asset 221874) | Capability Study | A | Component Approval Document | Released |  | NO | 03/05/2019 08:45:03:485 | Release
CA076229,A,1,D37315 UPPER JAW MIM-FAI PER SPCR CA072756(Asset 221874) | D37315 UPPER JAW MIM-FAI PER SPCR CA072756(Asset 221874) | First Article | A | Component Approval Document | Released |  | NO | 03/05/2019 08:45:03:470 | Release
CA076228,A,1,D37314 LOWER JAW MIM-CS PER SPCR CA072756(Asset 221875) | D37314 LOWER JAW MIM-CS PER SPCR CA072756(Asset 221875) | Capability Study | A | Component Approval Document | Released |  | NO | 03/05/2019 08:45:03:423 | Release
CA076227,A,1,D37314 LOWER JAW MIM-FAI PER SPCR CA072756( Asset 221875) | D37314 LOWER JAW MIM-FAI PER SPCR CA072756( Asset 221875) | First Article | A | Component Approval Document | Released |  | NO | 03/05/2019 08:45:03:392 | Release
CA076223,A,4,Lantech Shrink Wrap Machine E12670 ID ES2562 ERR | Lantech Shrink Wrap Machine E12670 ID ES2562 ERR | Equipment Requirements Review | A | Component Approval Document | Released |  | NO | 03/05/2019 08:45:03:142 | Release
CA076062,A,1,D39440P01 UPPER ELECTRODE STAMPING - FAI per SPCR CA075685 | D39440P01 UPPER ELECTRODE STAMPING - FAI per SPCR CA075685 | First Article | A | Component Approval Document | Released |  | NO | 03/05/2019 08:44:57:439 | Release
CA076061,A,1,D39440P01 UPPER ELECTRODE STAMPING - CS per SPCR CA075685 | D39440P01 UPPER ELECTRODE STAMPING - CS per SPCR CA075685 | Capability Study | A | Component Approval Document | Released |  | NO | 03/05/2019 08:44:57:407 | Release
CA076037,A,1,CAP.STUDY D37315P01 UPPER JAW MIM FAI-TOMBSTONE SET #8 (SPCR # CA075502) | CAP.STUDY D37315P01 UPPER JAW MIM FAI-TOMBSTONE SET #8 (SPCR # CA075502) | Capability Study | A | Component Approval Document | Released |  | NO | 03/05/2019 08:44:56:798 | Release
CA076036,A,1,D37315P01 UPPER JAW MIM FAI-TOMBSTONE SET #8 (SPCR # CA075502) | D37315P01 UPPER JAW MIM FAI-TOMBSTONE SET #8 (SPCR # CA075502) | First Article | A | Component Approval Document | Released |  | NO | 03/05/2019 08:44:56:767 | Release
CA076009,B,3,D37314 BRICK Jaw 0.236 slot width capability | D37314 BRICK Jaw 0.236 slot width capability | Capability Study | B | Component Approval Document | Released |  | NO | 03/05/2019 08:44:56:329 | Release
CA076009,A,1,D37314 BRICK Jaw 0.236 slot width capability | D37314 BRICK Jaw 0.236 slot width capability | Capability Study | A | Component Approval Document | Released |  | NO | 03/05/2019 08:44:56:314 | Release
CA076009,C,2,D37314 BRICK Jaw 0.236 slot width capability | D37314 BRICK Jaw 0.236 slot width capability | Capability Study | C | Component Approval Document | Released |  | NO | 03/05/2019 08:44:56:298 | Release
CA075949,A,1,TRR for D44191 Alignment Shim | TRR for D44191 Alignment Shim | Tooling Requirements Review (TRR) | A | Component Approval Document | Released |  | NO | 03/05/2019 08:44:54:704 | Release
CA075949,B,3,TRR for D44191 Alignment Shim | TRR for D44191 Alignment Shim | Tooling Requirements Review (TRR) | B | Component Approval Document | Released |  | NO | 03/05/2019 08:44:54:642 | Release
CA075886,A,2,D45720P01 WIRE GUIDE - CP | D45720P01 WIRE GUIDE - CP | Control Plan | A | Component Approval Document | Released |  | NO | 03/05/2019 08:44:53:063 | Release
CA075885,A,4,D45720P01 WIRE GUIDE - CS | D45720P01 WIRE GUIDE - CS | Capability Study | A | Component Approval Document | Released |  | NO | 03/05/2019 08:44:53:017 | Release
CA075884,A,4,D45720P01 WIRE GUIDE - FAI | D45720P01 WIRE GUIDE - FAI | First Article | A | Component Approval Document | Released |  | NO | 03/05/2019 08:44:52:970 | Release
CA075883,A,5,D45720P01 WIRE GUIDE - CRR | D45720P01 WIRE GUIDE - CRR | Component Requirements Review | A | Component Approval Document | Released |  | NO | 03/05/2019 08:44:52:923 | Release
CA075723,A,1,D43271P01 UPPER ELECTRODE STAMPING-TRR | D43271P01 UPPER ELECTRODE STAMPING-TRR | Tooling Requirements Review (TRR) | A | Component Approval Document | Released |  | NO | 03/05/2019 08:44:48:048 | Release
CA075721,A,2,D43271P01 UPPER ELECTRODE STAMPING CP | D43271P01 UPPER ELECTRODE STAMPING CP | Control Plan | A | Component Approval Document | Released |  | NO | 03/05/2019 08:44:48:017 | Release
CA075720,A,1,D43271P01 UPPER ELECTRODE STAMPING PFMEA | D43271P01 UPPER ELECTRODE STAMPING PFMEA | Supplier Process FMEA | A | Component Approval Document | Released |  | NO | 03/05/2019 08:44:47:985 | Release
CA075719,A,1,D43271P01 UPPER ELECTRODE STAMPING CS | D43271P01 UPPER ELECTRODE STAMPING CS | Capability Study | A | Component Approval Document | Released |  | NO | 03/05/2019 08:44:47:970 | Release
CA075718,A,1,D43271P01 UPPER ELECTRODE STAMPING FAI | D43271P01 UPPER ELECTRODE STAMPING FAI | First Article | A | Component Approval Document | Released |  | NO | 03/05/2019 08:44:47:923 | Release
CA075717,A,6,D43271P01 UPPER ELECTRODE STAMPING CRR | D43271P01 UPPER ELECTRODE STAMPING CRR | Component Requirements Review | A | Component Approval Document | Released |  | NO | 03/05/2019 08:44:47:892 | Release
CA075709,A,2,D43274P04 LOWER ELECTRODE STAMPING_CP | D43274P04 LOWER ELECTRODE STAMPING_CP | Control Plan | A | Component Approval Document | Released |  | NO | 03/05/2019 08:44:47:720 | Release
CA075708,A,1,D43274P04 LOWER ELECTRODE STAMPING_PFMEA | D43274P04 LOWER ELECTRODE STAMPING_PFMEA | Supplier Process FMEA | A | Component Approval Document | Released |  | NO | 03/05/2019 08:44:47:673 | Release
CA075707,A,3,D43274P04 LOWER ELECTRODE STAMPING_CS | D43274P04 LOWER ELECTRODE STAMPING_CS | Capability Study | A | Component Approval Document | Released |  | NO | 03/05/2019 08:44:47:642 | Release
CA075706,A,2,D43274P04 LOWER ELECTRODE STAMPING_FAI | D43274P04 LOWER ELECTRODE STAMPING_FAI | First Article | A | Component Approval Document | Released |  | NO | 03/05/2019 08:44:47:610 | Release
CA075705,A,1,D43274P01-P04, LOWER ELECTRODE STAMPING-TRR | D43274P01-P04, LOWER ELECTRODE STAMPING-TRR | Tooling Requirements Review (TRR) | A | Component Approval Document | Released |  | NO | 03/05/2019 08:44:47:579 | Release
CA075704,A,8,D43274P04 LOWER ELECTRODE STAMPING_CRR | D43274P04 LOWER ELECTRODE STAMPING_CRR | Component Requirements Review | A | Component Approval Document | Released |  | NO | 03/05/2019 08:44:47:548 | Release
CA075685,A,2,D39440_UPPER ELECTRODE STAMPING SPCR | D39440_UPPER ELECTRODE STAMPING SPCR | Supplier Process Change | A | Component Approval Document | Released |  | NO | 03/05/2019 08:44:46:782 | Release
CA075685,B,1,D39440_UPPER ELECTRODE STAMPING SPCR | D39440_UPPER ELECTRODE STAMPING SPCR | Supplier Process Change | B | Component Approval Document | Released |  | NO | 03/05/2019 08:44:46:782 | Release
CA075685,C,1,D39440_UPPER ELECTRODE STAMPING SPCR | D39440_UPPER ELECTRODE STAMPING SPCR | Supplier Process Change | C | Component Approval Document | Released |  | NO | 03/05/2019 08:44:46:767 | Release
CA075669,A,5,Probe Plus Laser Welder ERR | Probe Plus Laser Welder ERR | Equipment Requirements Review | A | Component Approval Document | Released |  | NO | 03/05/2019 08:44:46:313 | Release
CA075669,B,2,Probe Plus Laser Welder ERR | Probe Plus Laser Welder ERR | Equipment Requirements Review | B | Component Approval Document | Released |  | NO | 03/05/2019 08:44:46:298 | Release
CA075651,A,2,STS for D39046P01 | STS for D39046P01 | RMI/STS Checklist | A | Component Approval Document | Released |  | NO | 03/05/2019 08:44:45:860 | Release
CA075650,A,2,STS for D38690P01 | STS for D38690P01 | RMI/STS Checklist | A | Component Approval Document | Released |  | NO | 03/05/2019 08:44:45:829 | Release
CA075649,A,1,STS for D36971G01 | STS for D36971G01 | RMI/STS Checklist | A | Component Approval Document | Released |  | NO | 03/05/2019 08:44:45:798 | Release
CA075647,A,1,STS for D36970G01 | STS for D36970G01 | RMI/STS Checklist | A | Component Approval Document | Released |  | NO | 03/05/2019 08:44:45:751 | Release
CA075637,A,1,D37315P01 UPPER JAW MIM CS-TOMBSTONE SET #7 (SPCR # CA075502) | D37315P01 UPPER JAW MIM CS-TOMBSTONE SET #7 (SPCR # CA075502) | Capability Study | A | Component Approval Document | Released |  | NO | 03/05/2019 08:44:45:345 | Release
CA075636,A,1,D37315P01 UPPER JAW MIM FAI-TOMBSTONE SET #7 (SPCR # CA075502) | D37315P01 UPPER JAW MIM FAI-TOMBSTONE SET #7 (SPCR # CA075502) | First Article | A | Component Approval Document | Released |  | NO | 03/05/2019 08:44:45:313 | Release
CA075627,A,2,D37314P01 LOWER JAW_CAP STUDY PER (SPCR_CA075328, TOMBSTONE # 10) | D37314P01 LOWER JAW_CAP STUDY PER (SPCR_CA075328, TOMBSTONE # 10) | Capability Study | A | Component Approval Document | Released |  | NO | 03/05/2019 08:44:45:017 | Release
CA075626,A,1,D37314P01 LOWER JAW_FIRST ARTICLE PER (SPCR_CA075328, TOMBSTONE # 10) | D37314P01 LOWER JAW_FIRST ARTICLE PER (SPCR_CA075328, TOMBSTONE # 10) | First Article | A | Component Approval Document | Released |  | NO | 03/05/2019 08:44:44:985 | Release
CA075524,A,1,D37314P01 LOWER JAW_CAP STUDY PER (SPCR_CA075328, TOMBSTONE # 9) | D37314P01 LOWER JAW_CAP STUDY PER (SPCR_CA075328, TOMBSTONE # 9) | Capability Study | A | Component Approval Document | Released |  | NO | 03/05/2019 08:44:42:407 | Release
CA075523,A,2,D37314P01 LOWER JAW_FIRST ARTICLE PER (SPCR_CA075328, TOMBSTONE # 9) | D37314P01 LOWER JAW_FIRST ARTICLE PER (SPCR_CA075328, TOMBSTONE # 9) | First Article | A | Component Approval Document | Released |  | NO | 03/05/2019 08:44:42:376 | Release
CA075502,A,1,D37315-SPCR | D37315-SPCR | Supplier Process Change | A | Component Approval Document | Released |  | NO | 03/05/2019 08:44:41:610 | Release
CA075502,B,2,D37315-SPCR | D37315-SPCR | Supplier Process Change | B | Component Approval Document | Released |  | NO | 03/05/2019 08:44:41:610 | Release
CA075502,C,2,D37315-SPCR | D37315-SPCR | Supplier Process Change | C | Component Approval Document | Released |  | NO | 03/05/2019 08:44:41:595 | Release
CA075502,D,4,D37315-SPCR | D37315-SPCR | Supplier Process Change | D | Component Approval Document | Released |  | NO | 03/05/2019 08:44:41:595 | Release
CA075502,E,2,D37315-SPCR | D37315-SPCR | Supplier Process Change | E | Component Approval Document | Released |  | NO | 03/05/2019 08:44:41:579 | Release
CA075502,F,2,D37315-SPCR | D37315-SPCR | Supplier Process Change | F | Component Approval Document | Released |  | NO | 03/05/2019 08:44:41:548 | Release
CA075437,A,2,Brick Upper Jaw MIM Blank Capability Study for SPCR CA075362, Asset#221598. | Brick Upper Jaw MIM Blank Capability Study for SPCR CA075362, Asset#221598. | Capability Study | A | Component Approval Document | Released |  | NO | 03/05/2019 08:44:40:204 | Release
CA075362,A,3,D37315-SPCR | D37315-SPCR | Supplier Process Change | A | Component Approval Document | Released |  | NO | 03/05/2019 08:44:38:141 | Release
CA075362,B,2,D37315-SPCR | D37315-SPCR | Supplier Process Change | B | Component Approval Document | Released |  | NO | 03/05/2019 08:44:38:126 | Release
CA075359,A,5,D39101P01 - CRR | D39101P01 - CRR | Component Requirements Review | A | Component Approval Document | Released |  | NO | 03/05/2019 08:44:38:001 | Release
CA075353,A,3,D37314P01 LOWER JAW_CAP STUDY PER (SPCR_CA074740, ASSET # 222319) | D37314P01 LOWER JAW_CAP STUDY PER (SPCR_CA074740, ASSET # 222319) | Capability Study | A | Component Approval Document | Released |  | NO | 03/05/2019 08:44:37:657 | Release
CA075328,A,2,D37314P01 - SPCR | D37314P01 - SPCR | Supplier Process Change | A | Component Approval Document | Released |  | NO | 03/05/2019 08:44:36:876 | Release
CA075328,J,3,D37314P01 - SPCR | D37314P01 - SPCR | Supplier Process Change | J | Component Approval Document | Released |  | NO | 03/05/2019 08:44:36:860 | Release
CA075328,B,2,D37314P01 - SPCR | D37314P01 - SPCR | Supplier Process Change | B | Component Approval Document | Released |  | NO | 03/05/2019 08:44:36:845 | Release
CA075328,C,2,D37314P01 - SPCR | D37314P01 - SPCR | Supplier Process Change | C | Component Approval Document | Released |  | NO | 03/05/2019 08:44:36:845 | Release
CA075328,E,4,D37314P01 - SPCR | D37314P01 - SPCR | Supplier Process Change | E | Component Approval Document | Released |  | NO | 03/05/2019 08:44:36:829 | Release
CA075328,D,4,D37314P01 - SPCR | D37314P01 - SPCR | Supplier Process Change | D | Component Approval Document | Released |  | NO | 03/05/2019 08:44:36:813 | Release
CA075328,F,2,D37314P01 - SPCR | D37314P01 - SPCR | Supplier Process Change | F | Component Approval Document | Released |  | NO | 03/05/2019 08:44:36:798 | Release
CA075328,G,2,D37314P01 - SPCR | D37314P01 - SPCR | Supplier Process Change | G | Component Approval Document | Released |  | NO | 03/05/2019 08:44:36:798 | Release
CA075328,H,2,D37314P01 - SPCR | D37314P01 - SPCR | Supplier Process Change | H | Component Approval Document | Released |  | NO | 03/05/2019 08:44:36:782 | Release
CA075328,K,2,D37314P01 - SPCR | D37314P01 - SPCR | Supplier Process Change | K | Component Approval Document | Released |  | NO | 03/05/2019 08:44:36:720 | Release
CA075313,A,1,D37766P01_Jaw Pull Tube-Formed CP per SPCR (CA073769) | D37766P01_Jaw Pull Tube-Formed CP per SPCR (CA073769) | Control Plan | A | Component Approval Document | Released |  | NO | 03/05/2019 08:44:36:048 | Release
CA075312,A,2,D37766P01 JAW PULL TUBE FORMED PFMEA PER SPCR (CA073769) | D37766P01 JAW PULL TUBE FORMED PFMEA PER SPCR (CA073769) | Supplier Process FMEA | A | Component Approval Document | Released |  | NO | 03/05/2019 08:44:36:016 | Release
CA075311,A,2,D37766P01_Jaw Pull Tube-Formed CS per SPCR (CA073769) | D37766P01_Jaw Pull Tube-Formed CS per SPCR (CA073769) | Capability Study | A | Component Approval Document | Released |  | NO | 03/05/2019 08:44:36:001 | Release
CA075310,A,2,D37766P01_Jaw Pull Tube-Formed FAI per SPCR (CA073769) | D37766P01_Jaw Pull Tube-Formed FAI per SPCR (CA073769) | First Article | A | Component Approval Document | Released |  | NO | 03/05/2019 08:44:35:954 | Release
CA075237,A,2,D37314P01 Lower Jaw_CAP STUDY PER SPCR_CA074740 | D37314P01 Lower Jaw_CAP STUDY PER SPCR_CA074740 | Capability Study | A | Component Approval Document | Released |  | NO | 03/05/2019 08:44:33:970 | Release
CA075194,A,1,GW_INSULATOR SPACER_D40422_CRR. | GW_INSULATOR SPACER_D40422_CRR. | Component Requirements Review | A | Component Approval Document | Working |  | NO | 03/05/2019 08:44:32:423 | NA_hnagabhu
CA075106,A,3,ERR Open Sand Blaster | ERR Open Sand Blaster | Equipment Requirements Review | A | Component Approval Document | Rejected |  | NO | 03/05/2019 08:44:29:720 | WIP
CA074946,A,1,D37314_LOWER JAW MIM_ASSET#222319 (SPCR-CA073894)_CS | D37314_LOWER JAW MIM_ASSET#222319 (SPCR-CA073894)_CS | Capability Study | A | Component Approval Document | Released |  | NO | 03/05/2019 08:44:23:907 | Release
CA074945,A,1,D37314P01_LOWER JAW MIM_ASSET#222319 (SPCR-CA073894)_FAI | D37314P01_LOWER JAW MIM_ASSET#222319 (SPCR-CA073894)_FAI | First Article | A | Component Approval Document | Released |  | NO | 03/05/2019 08:44:23:891 | Release
CA074913,A,1,D37315_UPPER JAW MIM_ASSET#222318_SPCR (CA073894)_CS | D37315_UPPER JAW MIM_ASSET#222318_SPCR (CA073894)_CS | Capability Study | A | Component Approval Document | Released |  | NO | 03/05/2019 08:44:22:610 | Release
CA074912,A,1,D37315_UPPER JAW MIM_ASSET#222318_SPCR (CA073894)_FAI | D37315_UPPER JAW MIM_ASSET#222318_SPCR (CA073894)_FAI | First Article | A | Component Approval Document | Released |  | NO | 03/05/2019 08:44:22:579 | Release
CA074825,A,2,D37315P01_Upper_Jaw_MIM_CS (Asset 222259 & SPCR CA073893)_CS | D37315P01_Upper_Jaw_MIM_CS (Asset 222259 & SPCR CA073893)_CS | Capability Study | A | Component Approval Document | Released |  | NO | 03/05/2019 08:44:18:204 | Release
CA074824,A,2,D37315P01_Upper_Jaw_MIM_FAI (Asset 222259 & SPCR CA073893)_FAI | D37315P01_Upper_Jaw_MIM_FAI (Asset 222259 & SPCR CA073893)_FAI | First Article | A | Component Approval Document | Released |  | NO | 03/05/2019 08:44:18:157 | Release
CA074823,A,2,D37314_LOWER JAW MIM_(Asset 222258 & SPCR CA073893)_CS | D37314_LOWER JAW MIM_(Asset 222258 & SPCR CA073893)_CS | Capability Study | A | Component Approval Document | Released |  | NO | 03/05/2019 08:44:18:110 | Release
CA074822,A,2,D37314_LOWER JAW MIM_(Asset 222258 & SPCR CA073893)_FAI | D37314_LOWER JAW MIM_(Asset 222258 & SPCR CA073893)_FAI | First Article | A | Component Approval Document | Released |  | NO | 03/05/2019 08:44:18:048 | Release
CA074740,B,3,D37314-SPCR | D37314-SPCR | Supplier Process Change | B | Component Approval Document | Released |  | NO | 03/05/2019 08:44:15:813 | Release
CA074740,A,2,D37314-SPCR | D37314-SPCR | Supplier Process Change | A | Component Approval Document | Released |  | NO | 03/05/2019 08:44:15:798 | Release
CA074740,C,5,D37314-SPCR | D37314-SPCR | Supplier Process Change | C | Component Approval Document | Released |  | NO | 03/05/2019 08:44:15:751 | Release
CA074369,A,1,D37709P01_KNIFE_CP | D37709P01_KNIFE_CP | Control Plan | A | Component Approval Document | Released |  | NO | 03/05/2019 08:44:07:376 | Release
CA074368,A,1,D37709P01_KNIFE_PFMEA | D37709P01_KNIFE_PFMEA | Supplier Process FMEA | A | Component Approval Document | Released |  | NO | 03/05/2019 08:44:07:344 | Release
CA074197,A,2,D37709P01_KNIFE_CS | D37709P01_KNIFE_CS | Capability Study | A | Component Approval Document | Released |  | NO | 03/05/2019 08:44:03:673 | Release
CA074196,A,3,D37709P01_KNIFE_FAI | D37709P01_KNIFE_FAI | First Article | A | Component Approval Document | Released |  | NO | 03/05/2019 08:44:03:626 | Release
CA074169,A,1,D37314P01_LOWER JAW MIM_SPCR (CA073386)_TOMBSTONE#6 _CS | D37314P01_LOWER JAW MIM_SPCR (CA073386)_TOMBSTONE#6 _CS | Capability Study | A | Component Approval Document | Released |  | NO | 03/05/2019 08:44:02:751 | Release
CA074168,A,1,D37314P01_LOWER JAW MIM_SPCR (CA073386)_TOMBSTONE#6_FAI | D37314P01_LOWER JAW MIM_SPCR (CA073386)_TOMBSTONE#6_FAI | First Article | A | Component Approval Document | Released |  | NO | 03/05/2019 08:44:02:719 | Release
CA074122,A,1,STS Form P000221P01 - Brick Tray | STS Form P000221P01 - Brick Tray | RMI/STS Checklist | A | Component Approval Document | Released |  | NO | 03/05/2019 08:44:01:501 | Release
CA074113,A,2,Prent Class 8 clean Room | Prent Class 8 clean Room | Supplier Process Change | A | Component Approval Document | Released |  | NO | 03/05/2019 08:44:01:110 | Release
CA074113,B,3,Prent Class 8 clean Room | Prent Class 8 clean Room | Supplier Process Change | B | Component Approval Document | Released |  | NO | 03/05/2019 08:44:01:094 | Release
CA074028,A,1,Putnam Plastics Manual Active Rod Process Reorganization | Putnam Plastics Manual Active Rod Process Reorganization | Supplier Process Change | A | Component Approval Document | Released |  | NO | 03/05/2019 08:43:59:063 | Release
CA073952,A,1,D37314P01 LOWER JAW MIM CS-TOMBSTONE SET #5 (SPCR # CA073387) | D37314P01 LOWER JAW MIM CS-TOMBSTONE SET #5 (SPCR # CA073387) | Capability Study | A | Component Approval Document | Released |  | NO | 03/05/2019 08:43:57:516 | Release
CA073951,A,1,D37314P01 LOWER JAW MIM FAI-TOMBSTONE SET #5 (SPCR # CA073387) | D37314P01 LOWER JAW MIM FAI-TOMBSTONE SET #5 (SPCR # CA073387) | First Article | A | Component Approval Document | Released |  | NO | 03/05/2019 08:43:57:501 | Release
CA073950,A,1,D37315P01 UPPER JAW MIM CS-TOMBSTONE SET #4 (SPCR # CA073387) | D37315P01 UPPER JAW MIM CS-TOMBSTONE SET #4 (SPCR # CA073387) | Capability Study | A | Component Approval Document | Released |  | NO | 03/05/2019 08:43:57:469 | Release
CA073949,A,2,D37315P01 UPPER JAW MIM FAI-TOMBSTONE SET #4 (SPCR # CA073387) | D37315P01 UPPER JAW MIM FAI-TOMBSTONE SET #4 (SPCR # CA073387) | First Article | A | Component Approval Document | Released |  | NO | 03/05/2019 08:43:57:438 | Release
CA073894,A,2,D37314,D37315 - SPCR | D37314,D37315 - SPCR | Supplier Process Change | A | Component Approval Document | Released |  | NO | 03/05/2019 08:43:56:391 | Release
CA073894,B,2,D37314,D37315 - SPCR | D37314,D37315 - SPCR | Supplier Process Change | B | Component Approval Document | Released |  | NO | 03/05/2019 08:43:56:375 | Release
CA073894,C,1,D37314,D37315 - SPCR | D37314,D37315 - SPCR | Supplier Process Change | C | Component Approval Document | Working |  | NO | 03/05/2019 08:43:56:375 | WIP
CA073893,A,3,D37314,D37315 - SPCR | D37314,D37315 - SPCR | Supplier Process Change | A | Component Approval Document | Released |  | NO | 03/05/2019 08:43:56:313 | Release
CA073893,B,2,D37314,D37315 - SPCR | D37314,D37315 - SPCR | Supplier Process Change | B | Component Approval Document | Released |  | NO | 03/05/2019 08:43:56:313 | Release
CA073889,A,2,D39046P01 BRICK Lower Jaw Test Puck FAI per ECR0000898 | D39046P01 BRICK Lower Jaw Test Puck FAI per ECR0000898 | First Article | A | Component Approval Document | Released |  | NO | 03/05/2019 08:43:56:219 | Release
CA073888,A,2,D37314P01 BRICK Lower Jaw MIM/Machined FAI per ECR0000898 | D37314P01 BRICK Lower Jaw MIM/Machined FAI per ECR0000898 | First Article | A | Component Approval Document | Released |  | NO | 03/05/2019 08:43:56:204 | Release
CA073887,A,3,D39046P01 BRICK Lower Jaw Test Puck Capability Study per ECR0000898 | D39046P01 BRICK Lower Jaw Test Puck Capability Study per ECR0000898 | Capability Study | A | Component Approval Document | Released |  | NO | 03/05/2019 08:43:56:172 | Release
CA073886,A,1,D37314P01 BRICK Lower Jaw MIM/Machined Capability Study per ECR0000898 | D37314P01 BRICK Lower Jaw MIM/Machined Capability Study per ECR0000898 | Capability Study | A | Component Approval Document | Released |  | NO | 03/05/2019 08:43:56:141 | Release
CA073832,A,1,Brick Upper Jaw MIM Blank Capability Study for SPCR CA073768 (MIM Press #5 Qualification) | Brick Upper Jaw MIM Blank Capability Study for SPCR CA073768 (MIM Press #5 Qualification) | Capability Study | A | Component Approval Document | Released |  | NO | 03/05/2019 08:43:54:891 | Release
CA073831,A,1,Brick Upper Jaw MIM Blank FAI for SPCR CA073768 (MIM Press #5 Qualification) | Brick Upper Jaw MIM Blank FAI for SPCR CA073768 (MIM Press #5 Qualification) | First Article | A | Component Approval Document | Released |  | NO | 03/05/2019 08:43:54:844 | Release
CA073769,A,2,Change to Jaw Pull Tube Tooling | Change to Jaw Pull Tube Tooling | Supplier Process Change | A | Component Approval Document | Released |  | NO | 03/05/2019 08:43:52:032 | Release
CA073769,B,1,Change to Jaw Pull Tube Tooling | Change to Jaw Pull Tube Tooling | Supplier Process Change | B | Component Approval Document | Released |  | NO | 03/05/2019 08:43:52:016 | Release
CA073769,C,2,Change to Jaw Pull Tube Tooling | Change to Jaw Pull Tube Tooling | Supplier Process Change | C | Component Approval Document | Released |  | NO | 03/05/2019 08:43:51:969 | Release
CA073768,A,1,Brick Upper Jaw MIM Press Change | Brick Upper Jaw MIM Press Change | Supplier Process Change | A | Component Approval Document | Released |  | NO | 03/05/2019 08:43:51:907 | Release
CA073768,B,2,Brick Upper Jaw MIM Press Change | Brick Upper Jaw MIM Press Change | Supplier Process Change | B | Component Approval Document | Released |  | NO | 03/05/2019 08:43:51:907 | Release
CA073641,A,2,D38690P01 UPPER JAW TEST PUCK - Capability Study (SPCR) | D38690P01 UPPER JAW TEST PUCK - Capability Study (SPCR) | Capability Study | A | Component Approval Document | Released |  | NO | 03/05/2019 08:43:46:907 | Release
CA073640,A,2,D37315P01 UPPER JAW MIM - Capability Study (SPCR) | D37315P01 UPPER JAW MIM - Capability Study (SPCR) | Capability Study | A | Component Approval Document | Released |  | NO | 03/05/2019 08:43:46:875 | Release
CA073639,A,2,D38690P01 UPPER JAW TEST PUCK - FAI (SPCR) | D38690P01 UPPER JAW TEST PUCK - FAI (SPCR) | First Article | A | Component Approval Document | Released |  | NO | 03/05/2019 08:43:46:782 | Release
CA073638,A,2,D37315P01 UPPER JAW MIM - FAI (SPCR) | D37315P01 UPPER JAW MIM - FAI (SPCR) | First Article | A | Component Approval Document | Released |  | NO | 03/05/2019 08:43:46:735 | Release
CA073536,A,2,D39046P01_LOWER JAW TEST PUCK_CS (SPCR) | D39046P01_LOWER JAW TEST PUCK_CS (SPCR) | Capability Study | A | Component Approval Document | Released |  | NO | 03/05/2019 08:43:43:110 | Release
CA073535,A,3,D39046P01_LOWER JAW TEST PUCK_FAI (SPCR) | D39046P01_LOWER JAW TEST PUCK_FAI (SPCR) | First Article | A | Component Approval Document | Released |  | NO | 03/05/2019 08:43:43:063 | Release
CA073534,A,2,D37314P01_LOWER JAW MIM_CS(SPCR) | D37314P01_LOWER JAW MIM_CS(SPCR) | Capability Study | A | Component Approval Document | Released |  | NO | 03/05/2019 08:43:43:032 | Release
CA073533,A,3,D37314P01_LOWER JAW MIM_FAI (SPCR) | D37314P01_LOWER JAW MIM_FAI (SPCR) | First Article | A | Component Approval Document | Released |  | NO | 03/05/2019 08:43:43:000 | Release
CA073450,A,3,SPCR - Media Blast Operation | SPCR - Media Blast Operation | Supplier Process Change | A | Component Approval Document | Released |  | NO | 03/05/2019 08:43:40:328 | Release
CA073450,B,2,SPCR - Media Blast Operation | SPCR - Media Blast Operation | Supplier Process Change | B | Component Approval Document | Released |  | NO | 03/05/2019 08:43:40:313 | Release
CA073446,A,3,SPCR - Addition of Media Blast Deburr | SPCR - Addition of Media Blast Deburr | Supplier Process Change | A | Component Approval Document | Released |  | NO | 03/05/2019 08:43:40:157 | Release
CA073446,B,3,SPCR - Addition of Media Blast Deburr | SPCR - Addition of Media Blast Deburr | Supplier Process Change | B | Component Approval Document | Released |  | NO | 03/05/2019 08:43:40:157 | Release
CA073446,C,4,SPCR - Addition of Media Blast Deburr | SPCR - Addition of Media Blast Deburr | Supplier Process Change | C | Component Approval Document | Released |  | NO | 03/05/2019 08:43:40:141 | Release
CA073387,A,3,D37315-SPCR | D37315-SPCR | Supplier Process Change | A | Component Approval Document | Released |  | NO | 03/05/2019 08:43:37:875 | Release
CA073387,B,4,D37315-SPCR | D37315-SPCR | Supplier Process Change | B | Component Approval Document | Released |  | NO | 03/05/2019 08:43:37:860 | Release
CA073387,C,3,D37315-SPCR | D37315-SPCR | Supplier Process Change | C | Component Approval Document | Released |  | NO | 03/05/2019 08:43:37:860 | Release
CA073386,A,4,D37314-SPCR | D37314-SPCR | Supplier Process Change | A | Component Approval Document | Released |  | NO | 03/05/2019 08:43:37:797 | Release
CA073386,B,3,D37314-SPCR | D37314-SPCR | Supplier Process Change | B | Component Approval Document | Released |  | NO | 03/05/2019 08:43:37:797 | Release
CA073386,C,2,D37314-SPCR | D37314-SPCR | Supplier Process Change | C | Component Approval Document | Released |  | NO | 03/05/2019 08:43:37:735 | Release
CA073292,A,1,D40422P01_OVERALL LENGTH INSPECTION REDUCTION-SPCR | D40422P01_OVERALL LENGTH INSPECTION REDUCTION-SPCR | Supplier Process Change | A | Component Approval Document | Released |  | NO | 03/05/2019 08:43:35:578 | Release
CA073292,B,3,D40422P01_OVERALL LENGTH INSPECTION REDUCTION-SPCR | D40422P01_OVERALL LENGTH INSPECTION REDUCTION-SPCR | Supplier Process Change | B | Component Approval Document | Released |  | NO | 03/05/2019 08:43:35:578 | Release
CA072826,A,2,Insulator Spacer, D40422P01, New Mold | Insulator Spacer, D40422P01, New Mold | Supplier Process Change | A | Component Approval Document | Released |  | NO | 03/05/2019 08:43:20:516 | Release
CA072826,B,4,Insulator Spacer, D40422P01, New Mold | Insulator Spacer, D40422P01, New Mold | Supplier Process Change | B | Component Approval Document | Released |  | NO | 03/05/2019 08:43:20:516 | Release
CA072826,C,2,Insulator Spacer, D40422P01, New Mold | Insulator Spacer, D40422P01, New Mold | Supplier Process Change | C | Component Approval Document | Released |  | NO | 03/05/2019 08:43:20:453 | Release
CA072756,A,2,SPCR for Production MIM Molds | SPCR for Production MIM Molds | Supplier Process Change | A | Component Approval Document | Released |  | NO | 03/05/2019 08:43:19:016 | Release
CA072756,B,5,SPCR for Production MIM Molds | SPCR for Production MIM Molds | Supplier Process Change | B | Component Approval Document | Released |  | NO | 03/05/2019 08:43:19:000 | Release
CA072756,C,6,SPCR for Production MIM Molds | SPCR for Production MIM Molds | Supplier Process Change | C | Component Approval Document | Released |  | NO | 03/05/2019 08:43:18:985 | Release
CA072755,A,2,SPCR for Production Overmold Tooling | SPCR for Production Overmold Tooling | Supplier Process Change | A | Component Approval Document | Released |  | NO | 03/05/2019 08:43:18:953 | Release
CA072755,B,3,SPCR for Production Over-mold Tooling | SPCR for Production Over-mold Tooling | Supplier Process Change | B | Component Approval Document | Released |  | NO | 03/05/2019 08:43:18:938 | Release
CA072755,C,2,SPCR for Production Over-mold Tooling | SPCR for Production Over-mold Tooling | Supplier Process Change | C | Component Approval Document | Released |  | NO | 03/05/2019 08:43:18:922 | Release
CA072755,D,3,SPCR for Production Over-mold Tooling | SPCR for Production Over-mold Tooling | Supplier Process Change | D | Component Approval Document | Released |  | NO | 03/05/2019 08:43:18:922 | Release
CA072595,B,1,Process Change to Brick Knife | Process Change to Brick Knife | Supplier Process Change | B | Component Approval Document | Released |  | NO | 03/05/2019 08:43:13:500 | Release
CA072595,A,2,Process Change to Brick Knife | Process Change to Brick Knife | Supplier Process Change | A | Component Approval Document | Released |  | NO | 03/05/2019 08:43:13:469 | Release
CA072595,C,1,Process Change to Brick Knife | Process Change to Brick Knife | Supplier Process Change | C | Component Approval Document | Released |  | NO | 03/05/2019 08:43:13:453 | Release
CA072481,A,1,CP for D42820 | CP for D42820 | Control Plan | A | Component Approval Document | Working |  | NO | 03/05/2019 08:43:10:500 | WIP
CA072480,A,1,FAI for D42820 | FAI for D42820 | First Article | A | Component Approval Document | Working |  | NO | 03/05/2019 08:43:10:484 | WIP
CA072479,A,1,CS for D42820 | CS for D42820 | Capability Study | A | Component Approval Document | Working |  | NO | 03/05/2019 08:43:10:453 | WIP
CA072478,A,1,PFMEA for D42820 | PFMEA for D42820 | Supplier Process FMEA | A | Component Approval Document | Working |  | NO | 03/05/2019 08:43:10:422 | WIP
CA072477,A,1,CP for D42819 | CP for D42819 | Control Plan | A | Component Approval Document | Working |  | NO | 03/05/2019 08:43:10:391 | WIP
CA072476,A,2,FAI for D42819 | FAI for D42819 | First Article | A | Component Approval Document | Working |  | NO | 03/05/2019 08:43:10:359 | WIP
CA072475,A,1,CS for D42819 | CS for D42819 | Capability Study | A | Component Approval Document | Working |  | NO | 03/05/2019 08:43:10:313 | WIP
CA072474,A,1,PFMEA for D42819 | PFMEA for D42819 | Supplier Process FMEA | A | Component Approval Document | Working |  | NO | 03/05/2019 08:43:10:281 | WIP
CA072473,A,1,CP for D42818 | CP for D42818 | Control Plan | A | Component Approval Document | Working |  | NO | 03/05/2019 08:43:10:250 | WIP
CA072472,A,1,FAI for D42818 | FAI for D42818 | First Article | A | Component Approval Document | Working |  | NO | 03/05/2019 08:43:10:219 | WIP
CA072471,A,1,CS for D42818 | CS for D42818 | Capability Study | A | Component Approval Document | Working |  | NO | 03/05/2019 08:43:10:188 | WIP
CA072470,A,1,PFMEA for D42818 | PFMEA for D42818 | Supplier Process FMEA | A | Component Approval Document | Working |  | NO | 03/05/2019 08:43:10:156 | WIP
CA072469,A,1,CP for D42817 | CP for D42817 | Control Plan | A | Component Approval Document | Working |  | NO | 03/05/2019 08:43:10:094 | WIP
CA072468,A,1,FAI for D42817 | FAI for D42817 | First Article | A | Component Approval Document | Working |  | NO | 03/05/2019 08:43:10:047 | WIP
CA072467,A,1,CS for D42817 | CS for D42817 | Capability Study | A | Component Approval Document | Working |  | NO | 03/05/2019 08:43:10:016 | WIP
CA072466,A,1,PFMEA for D42817 | PFMEA for D42817 | Supplier Process FMEA | A | Component Approval Document | Working |  | NO | 03/05/2019 08:43:09:969 | WIP
CA072465,A,1,CP for D42816 | CP for D42816 | Control Plan | A | Component Approval Document | Working |  | NO | 03/05/2019 08:43:09:922 | WIP
CA072464,A,1,FAI for D42816 | FAI for D42816 | First Article | A | Component Approval Document | Working |  | NO | 03/05/2019 08:43:09:891 | WIP
CA072463,A,1,CS for D42816 | CS for D42816 | Capability Study | A | Component Approval Document | Working |  | NO | 03/05/2019 08:43:09:860 | WIP
CA072462,A,1,PFMEA for D42816 | PFMEA for D42816 | Supplier Process FMEA | A | Component Approval Document | Working |  | NO | 03/05/2019 08:43:09:797 | WIP
CA072461,A,1,CP for D42815 | CP for D42815 | Control Plan | A | Component Approval Document | Working |  | NO | 03/05/2019 08:43:09:766 | WIP
CA072460,A,1,FAI for D42815 | FAI for D42815 | First Article | A | Component Approval Document | Working |  | NO | 03/05/2019 08:43:09:672 | WIP
CA072459,A,1,Cap Study for D42815 | Cap Study for D42815 | Capability Study | A | Component Approval Document | Working |  | NO | 03/05/2019 08:43:09:625 | WIP
CA072458,A,1,PFMEA for D42815P01 | PFMEA for D42815P01 | Supplier Process FMEA | A | Component Approval Document | Working |  | NO | 03/05/2019 08:43:09:547 | WIP
CA072288,A,1,P000219 Brick Device Tote STS | P000219 Brick Device Tote STS | RMI/STS Checklist | A | Component Approval Document | Released |  | NO | 03/05/2019 08:43:04:641 | Release
CA072286,A,1,P000220 Brick Device Subassembly tote | P000220 Brick Device Subassembly tote | RMI/STS Checklist | A | Component Approval Document | Released |  | NO | 03/05/2019 08:43:04:547 | Release
CA072284,A,1,P000219 Brick Device Bulk Tote FAI | P000219 Brick Device Bulk Tote FAI | First Article | A | Component Approval Document | Released |  | NO | 03/05/2019 08:43:04:469 | Release
CA072283,A,1,P000220 Brick Shaft Assembly FAI | P000220 Brick Shaft Assembly FAI | First Article | A | Component Approval Document | Released |  | NO | 03/05/2019 08:43:04:438 | Release
CA072230,A,1,P000237 Brick Retainer STS | P000237 Brick Retainer STS | RMI/STS Checklist | A | Component Approval Document | Released |  | NO | 03/05/2019 08:43:02:719 | Release
CA072155,A,3,Brick Shipper P000225P01 STS form | Brick Shipper P000225P01 STS form | RMI/STS Checklist | A | Component Approval Document | Released |  | NO | 03/05/2019 08:43:00:297 | Release
CA072132,A,1,P000225 Brick Shipper Control Plan | P000225 Brick Shipper Control Plan | Control Plan | A | Component Approval Document | Released |  | NO | 03/05/2019 08:42:59:984 | Release
CA072070,A,1,P000225P01- Brick shipper first Article | P000225P01- Brick shipper first Article | First Article | A | Component Approval Document | Released |  | NO | 03/05/2019 08:42:57:984 | Release
CA072014,B,1,D40422-CP | D40422-CP | Control Plan | B | Component Approval Document | Working |  | NO | 03/05/2019 08:42:55:672 | NA_amille68
CA071980,A,1,D40445_Closure lever_PFMEA | D40445_Closure lever_PFMEA | Supplier Process FMEA | A | Component Approval Document | Released |  | NO | 03/05/2019 08:42:55:531 | Release
CA071978,A,2,D40445_Closure lever_CP | D40445_Closure lever_CP | Control Plan | A | Component Approval Document | Released |  | NO | 03/05/2019 08:42:55:500 | Release
CA071978,B,1,D40445_Closure lever_CP | D40445_Closure lever_CP | Control Plan | B | Component Approval Document | Released |  | NO | 03/05/2019 08:42:55:484 | Release
CA071977,A,2,D40445_Closure lever_CS | D40445_Closure lever_CS | Capability Study | A | Component Approval Document | Released |  | NO | 03/05/2019 08:42:55:422 | Release
CA071977,B,2,D40445_Closure lever_CS | D40445_Closure lever_CS | Capability Study | B | Component Approval Document | Released |  | NO | 03/05/2019 08:42:55:406 | Release
CA071976,A,1,D40445_Closure lever_FAI | D40445_Closure lever_FAI | First Article | A | Component Approval Document | Released |  | NO | 03/05/2019 08:42:55:344 | Release
CA071976,B,2,D40445_Closure lever_FAI | D40445_Closure lever_FAI | First Article | B | Component Approval Document | Released |  | NO | 03/05/2019 08:42:55:328 | Release
CA071886,B,2,D41497P01_Wire Guide CP | D41497P01_Wire Guide CP | Control Plan | B | Component Approval Document | Working |  | YES | 03/05/2019 08:42:52:625 | NA_mbolton6
CA071886,A,3,D41497P01_Wire Guide CP | D41497P01_Wire Guide CP | Control Plan | A | Component Approval Document | Released |  | NO | 03/05/2019 08:42:52:594 | Release
CA071886,B,1,D41497P01_Wire Guide CP | D41497P01_Wire Guide CP | Control Plan | B | Component Approval Document | Working |  | NO | 03/05/2019 08:42:52:594 | WIP
CA071885,A,2,D41497P01-PFMEA | D41497P01-PFMEA | Supplier Process FMEA | A | Component Approval Document | Released |  | NO | 03/05/2019 08:42:52:531 | Release
CA071885,B,2,D41497P01 & D45720P01_WIRE GUIDE PFMEA | D41497P01 & D45720P01_WIRE GUIDE PFMEA | Supplier Process FMEA | B | Component Approval Document | Released |  | NO | 03/05/2019 08:42:52:531 | Release
CA071704,A,1,D41595P01_UPPER_ELECRODE_CRR | D41595P01_UPPER_ELECRODE_CRR | Component Requirements Review | A | Component Approval Document | Working |  | NO | 03/05/2019 08:42:45:484 | NA_hnagabhu
CA071672,A,2,D40445-D40445P01_CLOSURE LEVER SUBSTRATE_TRR | D40445-D40445P01_CLOSURE LEVER SUBSTRATE_TRR | Tooling Requirements Review (TRR) | A | Component Approval Document | Released |  | NO | 03/05/2019 08:42:45:141 | Release
CA071671,A,3,D40445P01_CLOSURE LEVER OVERMOLD_TRR | D40445P01_CLOSURE LEVER OVERMOLD_TRR | Tooling Requirements Review (TRR) | A | Component Approval Document | Released |  | NO | 03/05/2019 08:42:45:125 | Release
CA071235,A,2,D40445P01/P02-CLOSURE LEVER (OVERMOLDED) CRR | D40445P01/P02-CLOSURE LEVER (OVERMOLDED) CRR | Component Requirements Review | A | Component Approval Document | Released |  | NO | 03/05/2019 08:42:38:500 | Release
CA071178,A,2,Brick Retainer (P000237) Control Plan | Brick Retainer (P000237) Control Plan | Control Plan | A | Component Approval Document | Released |  | NO | 03/05/2019 08:42:36:844 | Release
CA071177,A,1,Brick Retainer (P000237P01) First Article | Brick Retainer (P000237P01) First Article | First Article | A | Component Approval Document | Released |  | NO | 03/05/2019 08:42:36:812 | Release
CA071159,A,1,Brick Sterile tray (P00221) Control Plan | Brick Sterile tray (P00221) Control Plan | Control Plan | A | Component Approval Document | Released |  | NO | 03/05/2019 08:42:36:375 | Release
CA071158,A,1,Brick Sterile Tray (P000221) First Article | Brick Sterile Tray (P000221) First Article | First Article | A | Component Approval Document | Released |  | NO | 03/05/2019 08:42:36:344 | Release
CA071157,A,1,Brick Sterile Tray (P000221) Capability Report | Brick Sterile Tray (P000221) Capability Report | Capability Study | A | Component Approval Document | Released |  | NO | 03/05/2019 08:42:36:312 | Release
CA070882,A,3,Single Cavity Mold - D41497 WIRE GUIDE | Single Cavity Mold - D41497 WIRE GUIDE | Tooling Requirements Review (TRR) | A | Component Approval Document | Released |  | NO | 03/05/2019 08:42:30:719 | Release
CA070827,A,4,Brick Shipper(P000225) CRR | Brick Shipper(P000225) CRR | Component Requirements Review | A | Component Approval Document | Released |  | NO | 03/05/2019 08:42:28:656 | Release
CA070763,A,3,Brick Device Bulk Tote CRR P000219 | Brick Device Bulk Tote CRR P000219 | Component Requirements Review | A | Component Approval Document | Released |  | NO | 03/05/2019 08:42:26:422 | Release
CA070147,A,3,Brick Retainer CRR (P000237) | Brick Retainer CRR (P000237) | Component Requirements Review | A | Component Approval Document | Released |  | NO | 03/05/2019 08:42:12:765 | Release
CA070146,A,2,Brick Lid Template (P000222P01) | Brick Lid Template (P000222P01) | Component Requirements Review | A | Component Approval Document | Released |  | NO | 03/05/2019 08:42:12:750 | Release
CA070144,A,3,Brick Sterile Tray CRR (P000221) | Brick Sterile Tray CRR (P000221) | Component Requirements Review | A | Component Approval Document | Released |  | NO | 03/05/2019 08:42:12:703 | Release
CA070143,A,4,Brick Shaft Subassembly tote | Brick Shaft Subassembly tote | Component Requirements Review | A | Component Approval Document | Released |  | NO | 03/05/2019 08:42:12:656 | Release
CA070120,B,3,D40422_Insulated Spacer_CP | D40422_Insulated Spacer_CP | Control Plan | B | Component Approval Document | Released |  | NO | 03/05/2019 08:42:12:625 | Release
CA070120,A,2,D40422_Insulated Spacer_CP | D40422_Insulated Spacer_CP | Control Plan | A | Component Approval Document | Released |  | NO | 03/05/2019 08:42:12:609 | Release
CA070120,C,3,D40422_Insulated Spacer_CP | D40422_Insulated Spacer_CP | Control Plan | C | Component Approval Document | Released |  | NO | 03/05/2019 08:42:12:562 | Release
CA070119,C,2,D40422P01_Insulated Spacer_PFMEA | D40422P01_Insulated Spacer_PFMEA | Supplier Process FMEA | C | Component Approval Document | Released |  | NO | 03/05/2019 08:42:12:500 | Release
CA070119,A,3,D40422P01_Insulated Spacer_PFMEA | D40422P01_Insulated Spacer_PFMEA | Supplier Process FMEA | A | Component Approval Document | Released |  | NO | 03/05/2019 08:42:12:484 | Release
CA070119,B,3,D40422P01_Insulated Spacer_PFMEA | D40422P01_Insulated Spacer_PFMEA | Supplier Process FMEA | B | Component Approval Document | Released |  | NO | 03/05/2019 08:42:12:484 | Release
CA070119,D,3,D40422P01_Insulated Spacer_PFMEA | D40422P01_Insulated Spacer_PFMEA | Supplier Process FMEA | D | Component Approval Document | Released |  | NO | 03/05/2019 08:42:12:468 | Release
CA070113,A,8,D40422 Insulated Spacer_CS | D40422 Insulated Spacer_CS | Capability Study | A | Component Approval Document | Released |  | NO | 03/05/2019 08:42:12:218 | Release
CA070113,B,1,D40422 Insulated Spacer_CS | D40422 Insulated Spacer_CS | Capability Study | B | Component Approval Document | Released |  | NO | 03/05/2019 08:42:12:203 | Release
CA070113,C,5,D40422 Insulated Spacer_CS | D40422 Insulated Spacer_CS | Capability Study | C | Component Approval Document | Released |  | NO | 03/05/2019 08:42:12:156 | Release
CA070110,A,4,D40422_Insulated Spacer_FAI | D40422_Insulated Spacer_FAI | First Article | A | Component Approval Document | Released |  | NO | 03/05/2019 08:42:11:968 | Release
CA070110,B,1,D40422_Insulated Spacer_FAI | D40422_Insulated Spacer_FAI | First Article | B | Component Approval Document | Released |  | NO | 03/05/2019 08:42:11:968 | Release
CA070110,C,4,D40422_Insulated Spacer_FAI | D40422_Insulated Spacer_FAI | First Article | C | Component Approval Document | Released |  | NO | 03/05/2019 08:42:11:953 | Release
CA070002,A,3,D37771_Knife Trigger_CP | D37771_Knife Trigger_CP | Control Plan | A | Component Approval Document | Released |  | NO | 03/05/2019 08:42:10:968 | Release
CA070002,B,4,D37771_Knife Trigger_CP | D37771_Knife Trigger_CP | Control Plan | B | Component Approval Document | Released |  | NO | 03/05/2019 08:42:10:953 | Release
CA069988,A,2,D37771_Knife Trigger_PFMEA | D37771_Knife Trigger_PFMEA | Supplier Process FMEA | A | Component Approval Document | Released |  | NO | 03/05/2019 08:42:10:687 | Release
CA069986,A,4,D37771_Knife Trigger_CS | D37771_Knife Trigger_CS | Capability Study | A | Component Approval Document | Released |  | NO | 03/05/2019 08:42:10:640 | Release
CA069984,A,4,D37771_Knife Trigger_FAI | D37771_Knife Trigger_FAI | First Article | A | Component Approval Document | Released |  | NO | 03/05/2019 08:42:10:515 | Release
CA069527,A,2,D40422P01 Insulated Spacer CRR | D40422P01 Insulated Spacer CRR | Component Requirements Review | A | Component Approval Document | Released |  | NO | 03/05/2019 08:42:03:515 | Release
CA069527,B,3,D40422P01 Insulated Spacer CRR | D40422P01 Insulated Spacer CRR | Component Requirements Review | B | Component Approval Document | Released |  | NO | 03/05/2019 08:42:03:515 | Release
CA069527,C,1,D40422P01 Insulated Spacer CRR | D40422P01 Insulated Spacer CRR | Component Requirements Review | C | Component Approval Document | Released |  | NO | 03/05/2019 08:42:03:500 | Release
CA069527,D,3,D40422P01 Insulated Spacer CRR | D40422P01 Insulated Spacer CRR | Component Requirements Review | D | Component Approval Document | Released |  | NO | 03/05/2019 08:42:03:484 | Release
CA069524,A,3,Electrode Gap Measurment for Finished Device | Electrode Gap Measurment for Finished Device | Equipment Requirements Review | A | Component Approval Document | Rejected |  | NO | 03/05/2019 08:42:03:281 | WIP
CA069523,A,5,D40422 Insulated Spacer TRR | D40422 Insulated Spacer TRR | Tooling Requirements Review (TRR) | A | Component Approval Document | Released |  | NO | 03/05/2019 08:42:03:234 | Release
CA069443,A,3,CRR for Active Rod Heat Shrink D38178 | CRR for Active Rod Heat Shrink D38178 | Component Requirements Review | A | Component Approval Document | Released |  | NO | 03/05/2019 08:42:01:421 | Release
CA069182,B,2,Distal Washer_D37768_CP | Distal Washer_D37768_CP | Control Plan | B | Component Approval Document | Released |  | NO | 03/05/2019 08:41:56:859 | Release
CA069182,A,3,Distal Washer_D37768_CP | Distal Washer_D37768_CP | Control Plan | A | Component Approval Document | Released |  | NO | 03/05/2019 08:41:56:843 | Release
CA069182,C,3,Distal Washer_D37768_CP | Distal Washer_D37768_CP | Control Plan | C | Component Approval Document | Released |  | NO | 03/05/2019 08:41:56:843 | Release
CA069181,A,2,Distal Washer_D37768_FAI | Distal Washer_D37768_FAI | First Article | A | Component Approval Document | Released |  | NO | 03/05/2019 08:41:56:796 | Release
CA069181,B,3,Distal Washer_D37768_FAI | Distal Washer_D37768_FAI | First Article | B | Component Approval Document | Released |  | NO | 03/05/2019 08:41:56:781 | Release
CA069180,A,2,Distal Washer_D37768_CapStudy | Distal Washer_D37768_CapStudy | Capability Study | A | Component Approval Document | Released |  | NO | 03/05/2019 08:41:56:750 | Release
CA069180,B,3,Distal Washer_D37768_CapStudy | Distal Washer_D37768_CapStudy | Capability Study | B | Component Approval Document | Released |  | NO | 03/05/2019 08:41:56:718 | Release
CA069179,A,2,Distal Washer_D37768_PFMEA | Distal Washer_D37768_PFMEA | Supplier Process FMEA | A | Component Approval Document | Released |  | NO | 03/05/2019 08:41:56:656 | Release
CA069177,A,3,Jaw Pull Tube_D37766_CP | Jaw Pull Tube_D37766_CP | Control Plan | A | Component Approval Document | Released |  | NO | 03/05/2019 08:41:56:640 | Release
CA069177,B,3,Jaw Pull Tube_D37766_CP | Jaw Pull Tube_D37766_CP | Control Plan | B | Component Approval Document | Released |  | NO | 03/05/2019 08:41:56:624 | Release
CA069177,C,7,D37766P01_Jaw Pull Tube Formed_CP | D37766P01_Jaw Pull Tube Formed_CP | Control Plan | C | Component Approval Document | Released |  | NO | 03/05/2019 08:41:56:609 | Release
CA069176,A,3,Jaw Pull Tube_D37766_FAI | Jaw Pull Tube_D37766_FAI | First Article | A | Component Approval Document | Released |  | NO | 03/05/2019 08:41:56:562 | Release
CA069176,B,2,Jaw Pull Tube_D37766_FAI | Jaw Pull Tube_D37766_FAI | First Article | B | Component Approval Document | Released |  | NO | 03/05/2019 08:41:56:546 | Release
CA069176,C,4,D37766P01_Jaw Pull Tube Formed_FAI | D37766P01_Jaw Pull Tube Formed_FAI | First Article | C | Component Approval Document | Released |  | NO | 03/05/2019 08:41:56:546 | Release
CA069175,A,3,Jaw Pull Tube_D37766_CapStudy | Jaw Pull Tube_D37766_CapStudy | Capability Study | A | Component Approval Document | Released |  | NO | 03/05/2019 08:41:56:499 | Release
CA069175,B,1,Jaw Pull Tube_D37766_CapStudy | Jaw Pull Tube_D37766_CapStudy | Capability Study | B | Component Approval Document | Released |  | NO | 03/05/2019 08:41:56:499 | Release
CA069175,C,2,D37766P01_Jaw Pull Tube Formed_CS | D37766P01_Jaw Pull Tube Formed_CS | Capability Study | C | Component Approval Document | Released |  | NO | 03/05/2019 08:41:56:468 | Release
CA069174,A,2,Jaw Pull Tube_D37766_PFMEA | Jaw Pull Tube_D37766_PFMEA | Supplier Process FMEA | A | Component Approval Document | Released |  | NO | 03/05/2019 08:41:56:421 | Release
CA069174,B,4,D37766P01_Jaw Pull Tube Formed_PFMEA | D37766P01_Jaw Pull Tube Formed_PFMEA | Supplier Process FMEA | B | Component Approval Document | Released |  | NO | 03/05/2019 08:41:56:374 | Release
CA069172,A,2,Clip_D37298_CP | Clip_D37298_CP | Control Plan | A | Component Approval Document | Released |  | NO | 03/05/2019 08:41:56:312 | Release
CA069172,B,2,Clip_D37298_CP | Clip_D37298_CP | Control Plan | B | Component Approval Document | Released |  | NO | 03/05/2019 08:41:56:312 | Release
CA069171,A,2,Clip_D37298_FAI | Clip_D37298_FAI | First Article | A | Component Approval Document | Released |  | NO | 03/05/2019 08:41:56:281 | Release
CA069170,A,3,Clip_D37298_CapStudy | Clip_D37298_CapStudy | Capability Study | A | Component Approval Document | Released |  | NO | 03/05/2019 08:41:56:249 | Release
CA069169,A,2,Clip_D37298_PFMEA | Clip_D37298_PFMEA | Supplier Process FMEA | A | Component Approval Document | Released |  | NO | 03/05/2019 08:41:56:218 | Release
CA069167,A,7,Link_D37749_CP | Link_D37749_CP | Control Plan | A | Component Approval Document | Released |  | NO | 03/05/2019 08:41:56:187 | Release
CA069167,B,2,Link_D37749_CP | Link_D37749_CP | Control Plan | B | Component Approval Document | Released |  | NO | 03/05/2019 08:41:56:171 | Release
CA069166,A,4,Link_D37749_FAI | Link_D37749_FAI | First Article | A | Component Approval Document | Released |  | NO | 03/05/2019 08:41:56:156 | Release
CA069165,A,2,Upper Electrode_D39440_Control Plan | Upper Electrode_D39440_Control Plan | Control Plan | A | Component Approval Document | Released |  | NO | 03/05/2019 08:41:56:124 | Release
CA069165,B,3,Upper Electrode_D39440_Control Plan | Upper Electrode_D39440_Control Plan | Control Plan | B | Component Approval Document | Released |  | NO | 03/05/2019 08:41:56:124 | Release
CA069164,A,2,Upper Electrode_D39440_FAI | Upper Electrode_D39440_FAI | First Article | A | Component Approval Document | Released |  | NO | 03/05/2019 08:41:56:078 | Release
CA069163,A,2,Upper Electrode_D39440_CapStudy | Upper Electrode_D39440_CapStudy | Capability Study | A | Component Approval Document | Released |  | NO | 03/05/2019 08:41:56:062 | Release
CA069162,A,2,Upper Electrode_D39440_PFMEA | Upper Electrode_D39440_PFMEA | Supplier Process FMEA | A | Component Approval Document | Released |  | NO | 03/05/2019 08:41:56:031 | Release
CA069160,A,3,Return Contact_D39221_Control Plan | Return Contact_D39221_Control Plan | Control Plan | A | Component Approval Document | Released |  | NO | 03/05/2019 08:41:55:999 | Release
CA069160,B,5,Return Contact_D39221_Control Plan | Return Contact_D39221_Control Plan | Control Plan | B | Component Approval Document | Released |  | NO | 03/05/2019 08:41:55:984 | Release
CA069159,A,2,Return Contact_D39221_FAI | Return Contact_D39221_FAI | First Article | A | Component Approval Document | Released |  | NO | 03/05/2019 08:41:55:937 | Release
CA069158,A,5,Link_D37749_CS | Link_D37749_CS | Capability Study | A | Component Approval Document | Released |  | NO | 03/05/2019 08:41:55:906 | Release
CA069157,A,2,Return Contact_D39221_CapStudy | Return Contact_D39221_CapStudy | Capability Study | A | Component Approval Document | Released |  | NO | 03/05/2019 08:41:55:890 | Release
CA069156,A,3,Return Contact_D39221_PFMEA | Return Contact_D39221_PFMEA | Supplier Process FMEA | A | Component Approval Document | Released |  | NO | 03/05/2019 08:41:55:828 | Release
CA069154,A,2,Proximal Washer_D37303_Control Plan | Proximal Washer_D37303_Control Plan | Control Plan | A | Component Approval Document | Released |  | NO | 03/05/2019 08:41:55:812 | Release
CA069154,B,2,Proximal Washer_D37303_Control Plan | Proximal Washer_D37303_Control Plan | Control Plan | B | Component Approval Document | Released |  | NO | 03/05/2019 08:41:55:781 | Release
CA069153,A,2,Proximal Washer_D37303_FAI | Proximal Washer_D37303_FAI | First Article | A | Component Approval Document | Released |  | NO | 03/05/2019 08:41:55:749 | Release
CA069152,A,2,Proximal Washer_D37303_CapStudy | Proximal Washer_D37303_CapStudy | Capability Study | A | Component Approval Document | Released |  | NO | 03/05/2019 08:41:55:718 | Release
CA069151,A,3,Proximal Washer_D37303_PFMEA | Proximal Washer_D37303_PFMEA | Supplier Process FMEA | A | Component Approval Document | Released |  | NO | 03/05/2019 08:41:55:703 | Release
CA069150,A,5,Link_D37749_PFMEA | Link_D37749_PFMEA | Supplier Process FMEA | A | Component Approval Document | Released |  | NO | 03/05/2019 08:41:55:671 | Release
CA069147,A,2,Small Compression Spring_D38070_Control Plan | Small Compression Spring_D38070_Control Plan | Control Plan | A | Component Approval Document | Released |  | NO | 03/05/2019 08:41:55:656 | Release
CA069147,C,2,Small Compression Spring_D38070_Control Plan | Small Compression Spring_D38070_Control Plan | Control Plan | C | Component Approval Document | Released |  | NO | 03/05/2019 08:41:55:656 | Release
CA069147,B,4,Small Compression Spring_D38070_Control Plan | Small Compression Spring_D38070_Control Plan | Control Plan | B | Component Approval Document | Released |  | NO | 03/05/2019 08:41:55:640 | Release
CA069147,D,2,Small Compression Spring_D38070_Control Plan | Small Compression Spring_D38070_Control Plan | Control Plan | D | Component Approval Document | Released |  | NO | 03/05/2019 08:41:55:609 | Release
CA069146,A,2,Small Compression Spring_D38070_FAI | Small Compression Spring_D38070_FAI | First Article | A | Component Approval Document | Released |  | NO | 03/05/2019 08:41:55:578 | Release
CA069146,B,4,Small Compression Spring_D38070_FAI | Small Compression Spring_D38070_FAI | First Article | B | Component Approval Document | Released |  | NO | 03/05/2019 08:41:55:562 | Release
CA069145,B,2,Lower Test Puck_D39046_CP | Lower Test Puck_D39046_CP | Control Plan | B | Component Approval Document | Released |  | NO | 03/05/2019 08:41:55:531 | Release
CA069145,C,3,Lower Test Puck_D39046_CP | Lower Test Puck_D39046_CP | Control Plan | C | Component Approval Document | Released |  | NO | 03/05/2019 08:41:55:531 | Release
CA069145,A,4,Lower Test Puck_D39046_CP | Lower Test Puck_D39046_CP | Control Plan | A | Component Approval Document | Released |  | NO | 03/05/2019 08:41:55:515 | Release
CA069145,D,2,Lower Test Puck_D39046_CP | Lower Test Puck_D39046_CP | Control Plan | D | Component Approval Document | Released |  | NO | 03/05/2019 08:41:55:468 | Release
CA069144,A,2,Small Compression Spring_D38070_CapStudy | Small Compression Spring_D38070_CapStudy | Capability Study | A | Component Approval Document | Released |  | NO | 03/05/2019 08:41:55:421 | Release
CA069144,B,3,Small Compression Spring_D38070_CapStudy | Small Compression Spring_D38070_CapStudy | Capability Study | B | Component Approval Document | Released |  | NO | 03/05/2019 08:41:55:406 | Release
CA069143,A,2,Small Compression Spring_D38070_PFMEA | Small Compression Spring_D38070_PFMEA | Supplier Process FMEA | A | Component Approval Document | Released |  | NO | 03/05/2019 08:41:55:374 | Release
CA069142,A,4,Lower Test Puck_D39046_FAI | Lower Test Puck_D39046_FAI | First Article | A | Component Approval Document | Released |  | NO | 03/05/2019 08:41:55:359 | Release
CA069140,A,2,Torsion Spring_D38224_Control Plan | Torsion Spring_D38224_Control Plan | Control Plan | A | Component Approval Document | Released |  | NO | 03/05/2019 08:41:55:328 | Release
CA069140,B,2,Torsion Spring_D38224_Control Plan | Torsion Spring_D38224_Control Plan | Control Plan | B | Component Approval Document | Released |  | NO | 03/05/2019 08:41:55:328 | Release
CA069140,C,4,Torsion Spring_D38224_Control Plan | Torsion Spring_D38224_Control Plan | Control Plan | C | Component Approval Document | Released |  | NO | 03/05/2019 08:41:55:312 | Release
CA069139,A,2,Torsion Spring_D38224_FAI | Torsion Spring_D38224_FAI | First Article | A | Component Approval Document | Released |  | NO | 03/05/2019 08:41:55:281 | Release
CA069139,B,2,Torsion Spring_D38224_FAI | Torsion Spring_D38224_FAI | First Article | B | Component Approval Document | Released |  | NO | 03/05/2019 08:41:55:281 | Release
CA069138,A,2,Torsion Spring_D38224_CapStudy | Torsion Spring_D38224_CapStudy | Capability Study | A | Component Approval Document | Released |  | NO | 03/05/2019 08:41:55:234 | Release
CA069138,B,2,Torsion Spring_D38224_CapStudy | Torsion Spring_D38224_CapStudy | Capability Study | B | Component Approval Document | Released |  | NO | 03/05/2019 08:41:55:234 | Release
CA069137,A,3,Lower Test Puck_D39046_CS | Lower Test Puck_D39046_CS | Capability Study | A | Component Approval Document | Released |  | NO | 03/05/2019 08:41:55:203 | Release
CA069136,A,2,Torsion Spring_D38224_PFMEA | Torsion Spring_D38224_PFMEA | Supplier Process FMEA | A | Component Approval Document | Released |  | NO | 03/05/2019 08:41:55:187 | Release
CA069136,B,3,Torsion Spring_D38224_PFMEA | Torsion Spring_D38224_PFMEA | Supplier Process FMEA | B | Component Approval Document | Released |  | NO | 03/05/2019 08:41:55:171 | Release
CA069134,C,4,Lower Test Puck_D39046_PFMEA | Lower Test Puck_D39046_PFMEA | Supplier Process FMEA | C | Component Approval Document | Released |  | NO | 03/05/2019 08:41:55:140 | Release
CA069134,A,3,Lower Test Puck_D39046_PFMEA | Lower Test Puck_D39046_PFMEA | Supplier Process FMEA | A | Component Approval Document | Released |  | NO | 03/05/2019 08:41:55:124 | Release
CA069134,B,3,Lower Test Puck_D39046_PFMEA | Lower Test Puck_D39046_PFMEA | Supplier Process FMEA | B | Component Approval Document | Released |  | NO | 03/05/2019 08:41:55:124 | Release
CA069134,D,2,Lower Test Puck_D39046_PFMEA | Lower Test Puck_D39046_PFMEA | Supplier Process FMEA | D | Component Approval Document | Released |  | NO | 03/05/2019 08:41:55:109 | Release
CA069133,A,6,Jaw Open Spring_D38069_Control Plan | Jaw Open Spring_D38069_Control Plan | Control Plan | A | Component Approval Document | Released |  | NO | 03/05/2019 08:41:55:031 | Release
CA069133,B,3,Jaw Open Spring_D38069_Control Plan | Jaw Open Spring_D38069_Control Plan | Control Plan | B | Component Approval Document | Released |  | NO | 03/05/2019 08:41:55:015 | Release
CA069133,C,2,Jaw Open Spring_D38069_Control Plan | Jaw Open Spring_D38069_Control Plan | Control Plan | C | Component Approval Document | Released |  | NO | 03/05/2019 08:41:55:015 | Release
CA069132,A,4,Jaw Open Spring_D38069_FAI | Jaw Open Spring_D38069_FAI | First Article | A | Component Approval Document | Released |  | NO | 03/05/2019 08:41:54:984 | Release
CA069132,B,2,Jaw Open Spring_D38069_FAI | Jaw Open Spring_D38069_FAI | First Article | B | Component Approval Document | Released |  | NO | 03/05/2019 08:41:54:968 | Release
CA069130,A,7,Jaw Open Spring_D38069_CapStudy | Jaw Open Spring_D38069_CapStudy | Capability Study | A | Component Approval Document | Released |  | NO | 03/05/2019 08:41:54:921 | Release
CA069130,B,2,Jaw Open Spring_D38069_CapStudy | Jaw Open Spring_D38069_CapStudy | Capability Study | B | Component Approval Document | Released |  | NO | 03/05/2019 08:41:54:921 | Release
CA069129,A,6,Jaw Open Spring_D38069_PFMEA | Jaw Open Spring_D38069_PFMEA | Supplier Process FMEA | A | Component Approval Document | Released |  | NO | 03/05/2019 08:41:54:859 | Release
CA069113,A,2,Upper Test Puck_D38690_CP | Upper Test Puck_D38690_CP | Control Plan | A | Component Approval Document | Released |  | NO | 03/05/2019 08:41:54:203 | Release
CA069113,B,2,Upper Test Puck_D38690_CP | Upper Test Puck_D38690_CP | Control Plan | B | Component Approval Document | Released |  | NO | 03/05/2019 08:41:54:203 | Release
CA069113,C,1,Upper Test Puck_D38690_CP | Upper Test Puck_D38690_CP | Control Plan | C | Component Approval Document | Released |  | NO | 03/05/2019 08:41:54:187 | Release
CA069106,A,2,Knife_D37709_Control Plan | Knife_D37709_Control Plan | Control Plan | A | Component Approval Document | Released |  | NO | 03/05/2019 08:41:53:906 | Release
CA069106,B,2,Knife_D37709_Control Plan | Knife_D37709_Control Plan | Control Plan | B | Component Approval Document | Released |  | NO | 03/05/2019 08:41:53:890 | Release
CA069106,C,2,Knife_D37709_Control Plan | Knife_D37709_Control Plan | Control Plan | C | Component Approval Document | Released |  | NO | 03/05/2019 08:41:53:874 | Release
CA069105,A,4,Knife_D37709_FAI | Knife_D37709_FAI | First Article | A | Component Approval Document | Released |  | NO | 03/05/2019 08:41:53:769 | Release
CA069105,B,3,Knife_D37709_FAI | Knife_D37709_FAI | First Article | B | Component Approval Document | Released |  | NO | 03/05/2019 08:41:53:749 | Release
CA069105,C,2,Knife_D37709_FAI | Knife_D37709_FAI | First Article | C | Component Approval Document | Released |  | NO | 03/05/2019 08:41:53:703 | Release
CA069105,D,1,Knife_D37709_FAI | Knife_D37709_FAI | First Article | D | Component Approval Document | Released |  | NO | 03/05/2019 08:41:53:687 | Release
CA069104,A,2,Knife_D37709_CapStudy | Knife_D37709_CapStudy | Capability Study | A | Component Approval Document | Released |  | NO | 03/05/2019 08:41:53:624 | Release
CA069104,B,5,Knife_D37709_CapStudy | Knife_D37709_CapStudy | Capability Study | B | Component Approval Document | Released |  | NO | 03/05/2019 08:41:53:624 | Release
CA069104,C,2,Knife_D37709_CapStudy | Knife_D37709_CapStudy | Capability Study | C | Component Approval Document | Released |  | NO | 03/05/2019 08:41:53:609 | Release
CA069104,D,1,Knife_D37709_CapStudy | Knife_D37709_CapStudy | Capability Study | D | Component Approval Document | Released |  | NO | 03/05/2019 08:41:53:593 | Release
CA069103,A,3,Knife_D37709_PFMEA | Knife_D37709_PFMEA | Supplier Process FMEA | A | Component Approval Document | Released |  | NO | 03/05/2019 08:41:53:546 | Release
CA069103,B,2,Knife_D37709_PFMEA | Knife_D37709_PFMEA | Supplier Process FMEA | B | Component Approval Document | Released |  | NO | 03/05/2019 08:41:53:531 | Release
CA069101,A,7,Jaw Pull Pin_D37708_Control Plan | Jaw Pull Pin_D37708_Control Plan | Control Plan | A | Component Approval Document | Released |  | NO | 03/05/2019 08:41:53:484 | Release
CA069101,B,2,Jaw Pull Pin_D37708_Control Plan | Jaw Pull Pin_D37708_Control Plan | Control Plan | B | Component Approval Document | Released |  | NO | 03/05/2019 08:41:53:468 | Release
CA069101,C,2,Jaw Pull Pin_D37708_Control Plan | Jaw Pull Pin_D37708_Control Plan | Control Plan | C | Component Approval Document | Released |  | NO | 03/05/2019 08:41:53:468 | Release
CA069099,A,3,Jaw Pull Pin_D37708_FAI | Jaw Pull Pin_D37708_FAI | First Article | A | Component Approval Document | Released |  | NO | 03/05/2019 08:41:53:421 | Release
CA069098,A,5,Jaw Pull Pin_D37708_CapStudy | Jaw Pull Pin_D37708_CapStudy | Capability Study | A | Component Approval Document | Released |  | NO | 03/05/2019 08:41:53:406 | Release
CA069097,A,3,Upper Test Puck_D38690_FAI | Upper Test Puck_D38690_FAI | First Article | A | Component Approval Document | Released |  | NO | 03/05/2019 08:41:53:359 | Release
CA069096,A,5,Jaw Pull Pin_D37708_PFMEA | Jaw Pull Pin_D37708_PFMEA | Supplier Process FMEA | A | Component Approval Document | Released |  | NO | 03/05/2019 08:41:53:296 | Release
CA069094,A,3,Jaw Pivot Pin_D35438_Control Plan | Jaw Pivot Pin_D35438_Control Plan | Control Plan | A | Component Approval Document | Released |  | NO | 03/05/2019 08:41:53:265 | Release
CA069094,B,2,Jaw Pivot Pin_D35438_Control Plan | Jaw Pivot Pin_D35438_Control Plan | Control Plan | B | Component Approval Document | Released |  | NO | 03/05/2019 08:41:53:249 | Release
CA069093,A,2,Upper Test Puck_D38690_CS | Upper Test Puck_D38690_CS | Capability Study | A | Component Approval Document | Released |  | NO | 03/05/2019 08:41:53:218 | Release
CA069092,A,2,Jaw Pivot Pin_D35438_FAI | Jaw Pivot Pin_D35438_FAI | First Article | A | Component Approval Document | Released |  | NO | 03/05/2019 08:41:53:187 | Release
CA069091,A,2,Jaw Pivot Pin_D35438_CapStudy | Jaw Pivot Pin_D35438_CapStudy | Capability Study | A | Component Approval Document | Released |  | NO | 03/05/2019 08:41:53:156 | Release
CA069090,A,2,Jaw Pivot Pin_D35438_PFMEA | Jaw Pivot Pin_D35438_PFMEA | Supplier Process FMEA | A | Component Approval Document | Released |  | NO | 03/05/2019 08:41:53:124 | Release
CA069086,A,2,Upper Test Puck_D38690_PFMEA | Upper Test Puck_D38690_PFMEA | Supplier Process FMEA | A | Component Approval Document | Released |  | NO | 03/05/2019 08:41:53:046 | Release
CA069086,B,1,Upper Test Puck_D38690_PFMEA | Upper Test Puck_D38690_PFMEA | Supplier Process FMEA | B | Component Approval Document | Released |  | NO | 03/05/2019 08:41:53:046 | Release
CA069079,A,2,Proximal Spring Guide_D39466_Control Plan | Proximal Spring Guide_D39466_Control Plan | Control Plan | A | Component Approval Document | Released |  | NO | 03/05/2019 08:41:52:890 | Release
CA069079,B,2,Proximal Spring Guide_D39466_Control Plan | Proximal Spring Guide_D39466_Control Plan | Control Plan | B | Component Approval Document | Released |  | NO | 03/05/2019 08:41:52:874 | Release
CA069078,A,2,Proximal Spring Guide_D39466_FAI | Proximal Spring Guide_D39466_FAI | First Article | A | Component Approval Document | Released |  | NO | 03/05/2019 08:41:52:828 | Release
CA069078,B,2,Proximal Spring Guide_D39466_FAI | Proximal Spring Guide_D39466_FAI | First Article | B | Component Approval Document | Released |  | NO | 03/05/2019 08:41:52:812 | Release
CA069076,A,3,Lower Jaw_D36971_CP | Lower Jaw_D36971_CP | Control Plan | A | Component Approval Document | Released |  | NO | 03/05/2019 08:41:52:796 | Release
CA069076,B,1,Lower Jaw_D36971_CP | Lower Jaw_D36971_CP | Control Plan | B | Component Approval Document | Released |  | NO | 03/05/2019 08:41:52:781 | Release
CA069075,A,3,Lower Jaw_D36971_FAI | Lower Jaw_D36971_FAI | First Article | A | Component Approval Document | Released |  | NO | 03/05/2019 08:41:52:765 | Release
CA069074,A,2,Lower Jaw_D36971_CS | Lower Jaw_D36971_CS | Capability Study | A | Component Approval Document | Released |  | NO | 03/05/2019 08:41:52:734 | Release
CA069073,A,2,Proximal Spring Guide_D39466_CapStudy | Proximal Spring Guide_D39466_CapStudy | Capability Study | A | Component Approval Document | Released |  | NO | 03/05/2019 08:41:52:703 | Release
CA069073,B,2,Proximal Spring Guide_D39466_CapStudy | Proximal Spring Guide_D39466_CapStudy | Capability Study | B | Component Approval Document | Released |  | NO | 03/05/2019 08:41:52:703 | Release
CA069072,A,2,Proximal Spring Guide_D39466_PFMEA | Proximal Spring Guide_D39466_PFMEA | Supplier Process FMEA | A | Component Approval Document | Released |  | NO | 03/05/2019 08:41:52:656 | Release
CA069071,A,2,Lower Jaw_D36971_PFMEA | Lower Jaw_D36971_PFMEA | Supplier Process FMEA | A | Component Approval Document | Released |  | NO | 03/05/2019 08:41:52:640 | Release
CA069069,A,3,Lower Jaw_D36971_CRR | Lower Jaw_D36971_CRR | Component Requirements Review | A | Component Approval Document | Released |  | NO | 03/05/2019 08:41:52:593 | Release
CA069067,A,2,Upper Jaw_D36970_CP | Upper Jaw_D36970_CP | Control Plan | A | Component Approval Document | Released |  | NO | 03/05/2019 08:41:52:562 | Release
CA069067,B,1,Upper Jaw_D36970_CP | Upper Jaw_D36970_CP | Control Plan | B | Component Approval Document | Released |  | NO | 03/05/2019 08:41:52:562 | Release
CA069066,A,3,Lower Electrode_D39442_Control Plan | Lower Electrode_D39442_Control Plan | Control Plan | A | Component Approval Document | Released |  | NO | 03/05/2019 08:41:52:499 | Release
CA069066,B,2,Lower Electrode_D39442_Control Plan | Lower Electrode_D39442_Control Plan | Control Plan | B | Component Approval Document | Released |  | NO | 03/05/2019 08:41:52:484 | Release
CA069065,A,2,Lower Electrode_D39442_FAI | Lower Electrode_D39442_FAI | First Article | A | Component Approval Document | Released |  | NO | 03/05/2019 08:41:52:453 | Release
CA069064,A,2,Lower Electrode_D39442_CapStudy | Lower Electrode_D39442_CapStudy | Capability Study | A | Component Approval Document | Released |  | NO | 03/05/2019 08:41:52:421 | Release
CA069063,A,3,Lower Electrode_D39442_PFMEA | Lower Electrode_D39442_PFMEA | Supplier Process FMEA | A | Component Approval Document | Released |  | NO | 03/05/2019 08:41:52:390 | Release
CA069062,A,3,Upper Jaw_D36970_FAI | Upper Jaw_D36970_FAI | First Article | A | Component Approval Document | Released |  | NO | 03/05/2019 08:41:52:359 | Release
CA069061,A,2,Upper Jaw_D36970_CS | Upper Jaw_D36970_CS | Capability Study | A | Component Approval Document | Released |  | NO | 03/05/2019 08:41:52:328 | Release
CA069060,A,2,Upper Jaw_D36970_PFMEA | Upper Jaw_D36970_PFMEA | Supplier Process FMEA | A | Component Approval Document | Released |  | NO | 03/05/2019 08:41:52:296 | Release
CA069058,A,3,Upper Jaw_D36970_CRR | Upper Jaw_D36970_CRR | Component Requirements Review | A | Component Approval Document | Released |  | NO | 03/05/2019 08:41:52:265 | Release
CA069057,C,4,Lower Jaw MIM_D37314_CP | Lower Jaw MIM_D37314_CP | Control Plan | C | Component Approval Document | Released |  | NO | 03/05/2019 08:41:52:218 | Release
CA069057,D,4,Lower Jaw MIM_D37314_CP | Lower Jaw MIM_D37314_CP | Control Plan | D | Component Approval Document | Released |  | NO | 03/05/2019 08:41:52:218 | Release
CA069057,B,3,Lower Jaw MIM_D37314_CP | Lower Jaw MIM_D37314_CP | Control Plan | B | Component Approval Document | Released |  | NO | 03/05/2019 08:41:52:203 | Release
CA069057,E,2,Lower Jaw MIM_D37314_CP | Lower Jaw MIM_D37314_CP | Control Plan | E | Component Approval Document | Released |  | NO | 03/05/2019 08:41:52:203 | Release
CA069057,A,5,Lower Jaw MIM_D37314_CP | Lower Jaw MIM_D37314_CP | Control Plan | A | Component Approval Document | Released |  | NO | 03/05/2019 08:41:52:187 | Release
CA069057,F,4,Lower Jaw MIM_D37314_CP | Lower Jaw MIM_D37314_CP | Control Plan | F | Component Approval Document | Released |  | NO | 03/05/2019 08:41:52:171 | Release
CA069056,A,9,Lower Jaw MIM_D37314_FAI | Lower Jaw MIM_D37314_FAI | First Article | A | Component Approval Document | Released |  | NO | 03/05/2019 08:41:52:125 | Release
CA069056,B,4,Lower Jaw MIM_D37314_FAI | Lower Jaw MIM_D37314_FAI | First Article | B | Component Approval Document | Released |  | NO | 03/05/2019 08:41:52:109 | Release
CA069055,A,7,Lower Jaw MIM_D37314_CS | Lower Jaw MIM_D37314_CS | Capability Study | A | Component Approval Document | Released |  | NO | 03/05/2019 08:41:52:078 | Release
CA069055,B,2,Lower Jaw MIM_D37314_CS | Lower Jaw MIM_D37314_CS | Capability Study | B | Component Approval Document | Released |  | NO | 03/05/2019 08:41:52:078 | Release
CA069054,B,3,Lower Jaw MIM_D37314_PFMEA | Lower Jaw MIM_D37314_PFMEA | Supplier Process FMEA | B | Component Approval Document | Released |  | NO | 03/05/2019 08:41:52:046 | Release
CA069054,C,3,Lower Jaw MIM_D37314_PFMEA | Lower Jaw MIM_D37314_PFMEA | Supplier Process FMEA | C | Component Approval Document | Released |  | NO | 03/05/2019 08:41:52:031 | Release
CA069054,D,2,Lower Jaw MIM_D37314_PFMEA | Lower Jaw MIM_D37314_PFMEA | Supplier Process FMEA | D | Component Approval Document | Released |  | NO | 03/05/2019 08:41:52:015 | Release
CA069054,A,6,Lower Jaw MIM_D37314_PFMEA | Lower Jaw MIM_D37314_PFMEA | Supplier Process FMEA | A | Component Approval Document | Released |  | NO | 03/05/2019 08:41:51:999 | Release
CA069054,E,3,Lower Jaw MIM_D37314_PFMEA | Lower Jaw MIM_D37314_PFMEA | Supplier Process FMEA | E | Component Approval Document | Released |  | NO | 03/05/2019 08:41:51:937 | Release
CA069053,C,1,Upper Jaw MIM_D37315_CP | Upper Jaw MIM_D37315_CP | Control Plan | C | Component Approval Document | Released |  | NO | 03/05/2019 08:41:51:843 | Release
CA069053,B,3,Upper Jaw MIM_D37315_CP | Upper Jaw MIM_D37315_CP | Control Plan | B | Component Approval Document | Released |  | NO | 03/05/2019 08:41:51:828 | Release
CA069053,A,5,Upper Jaw MIM_D37315_CP | Upper Jaw MIM_D37315_CP | Control Plan | A | Component Approval Document | Released |  | NO | 03/05/2019 08:41:51:812 | Release
CA069053,D,3,Upper Jaw MIM_D37315_CP | Upper Jaw MIM_D37315_CP | Control Plan | D | Component Approval Document | Released |  | NO | 03/05/2019 08:41:51:765 | Release
CA069052,A,8,Upper Jaw MIM_D37315_FAI | Upper Jaw MIM_D37315_FAI | First Article | A | Component Approval Document | Released |  | NO | 03/05/2019 08:41:51:718 | Release
CA069052,B,4,Upper Jaw MIM_D37315_FAI | Upper Jaw MIM_D37315_FAI | First Article | B | Component Approval Document | Released |  | NO | 03/05/2019 08:41:51:703 | Release
CA069051,A,6,Upper Jaw MIM_D37315_CS | Upper Jaw MIM_D37315_CS | Capability Study | A | Component Approval Document | Released |  | NO | 03/05/2019 08:41:51:671 | Release
CA069051,B,4,Upper Jaw MIM_D37315_CS | Upper Jaw MIM_D37315_CS | Capability Study | B | Component Approval Document | Released |  | NO | 03/05/2019 08:41:51:671 | Release
CA069050,A,6,Upper Jaw MIM_D37315_PFMEA | Upper Jaw MIM_D37315_PFMEA | Supplier Process FMEA | A | Component Approval Document | Released |  | NO | 03/05/2019 08:41:51:640 | Release
CA069050,B,1,Upper Jaw MIM_D37315_PFMEA | Upper Jaw MIM_D37315_PFMEA | Supplier Process FMEA | B | Component Approval Document | Released |  | NO | 03/05/2019 08:41:51:640 | Release
CA069050,C,3,Upper Jaw MIM_D37315_PFMEA | Upper Jaw MIM_D37315_PFMEA | Supplier Process FMEA | C | Component Approval Document | Released |  | NO | 03/05/2019 08:41:51:624 | Release
CA069018,A,4,CAP Wire Guide, Brick | CAP Wire Guide, Brick | Capability Study | A | Component Approval Document | Released |  | NO | 03/05/2019 08:41:51:124 | Release
CA069017,A,5,FAI, Wire Guide, Brick | FAI, Wire Guide, Brick | First Article | A | Component Approval Document | Released |  | NO | 03/05/2019 08:41:51:093 | Release
CA069016,A,1,CRR, Wire Guide, Brick | CRR, Wire Guide, Brick | Component Requirements Review | A | Component Approval Document | Working |  | NO | 03/05/2019 08:41:51:062 | WIP
CA068987,A,3,D37771_Knife_Trigger_CRR | D37771_Knife_Trigger_CRR | Component Requirements Review | A | Component Approval Document | Released |  | NO | 03/05/2019 08:41:49:906 | Release
CA068952,A,2,D36971_Lower_Jaw_TRR | D36971_Lower_Jaw_TRR | Tooling Requirements Review (TRR) | A | Component Approval Document | Released |  | NO | 03/05/2019 08:41:49:343 | Release
CA068950,A,2,D36971_Lower_Jaw_TRR | D36971_Lower_Jaw_TRR | Tooling Requirements Review (TRR) | A | Component Approval Document | Released |  | NO | 03/05/2019 08:41:49:281 | Release
CA068833,A,2,D38341_Rack_Sphere_CP | D38341_Rack_Sphere_CP | Control Plan | A | Component Approval Document | Released |  | NO | 03/05/2019 08:41:47:937 | Release
CA068832,A,2,D38341_Rack_Sphere_PFMEA | D38341_Rack_Sphere_PFMEA | Supplier Process FMEA | A | Component Approval Document | Released |  | NO | 03/05/2019 08:41:47:906 | Release
CA068831,A,3,D38341_Rack_Sphere_Cap_Study | D38341_Rack_Sphere_Cap_Study | Capability Study | A | Component Approval Document | Released |  | NO | 03/05/2019 08:41:47:874 | Release
CA068830,A,3,D38341_Rack_Sphere_FAI | D38341_Rack_Sphere_FAI | First Article | A | Component Approval Document | Released |  | NO | 03/05/2019 08:41:47:859 | Release
CA068829,A,4,D38341_Rack_Sphere_CRR | D38341_Rack_Sphere_CRR | Component Requirements Review | A | Component Approval Document | Released |  | NO | 03/05/2019 08:41:47:828 | Release
CA068828,A,4,D38341_Rack_Sphere_TRR | D38341_Rack_Sphere_TRR | Tooling Requirements Review (TRR) | A | Component Approval Document | Released |  | NO | 03/05/2019 08:41:47:812 | Release
CA068447,A,1,Label Printer for single unit carton | Label Printer for single unit carton | Equipment Requirements Review | A | Component Approval Document | Released |  | NO | 03/05/2019 08:41:36:859 | Release
CA068375,A,3,D36713_Yoke_CP | D36713_Yoke_CP | Control Plan | A | Component Approval Document | Released |  | NO | 03/05/2019 08:41:34:827 | Release
CA068375,B,1,D36713_Yoke_CP | D36713_Yoke_CP | Control Plan | B | Component Approval Document | Released |  | NO | 03/05/2019 08:41:34:827 | Release
CA068374,A,3,D36713_Yoke_PFMEA | D36713_Yoke_PFMEA | Supplier Process FMEA | A | Component Approval Document | Released |  | NO | 03/05/2019 08:41:34:796 | Release
CA068373,A,3,D36713_Yoke_Cap_Study | D36713_Yoke_Cap_Study | Capability Study | A | Component Approval Document | Released |  | NO | 03/05/2019 08:41:34:765 | Release
CA068373,B,4,D36713_Yoke_Cap_Study | D36713_Yoke_Cap_Study | Capability Study | B | Component Approval Document | Released |  | NO | 03/05/2019 08:41:34:765 | Release
CA068372,A,2,D36713_Yoke_FAI | D36713_Yoke_FAI | First Article | A | Component Approval Document | Released |  | NO | 03/05/2019 08:41:34:718 | Release
CA068371,A,5,D36713_Yoke_CRR | D36713_Yoke_CRR | Component Requirements Review | A | Component Approval Document | Released |  | NO | 03/05/2019 08:41:34:687 | Release
CA068370,A,2,D36713_Yoke_TRR | D36713_Yoke_TRR | Tooling Requirements Review (TRR) | A | Component Approval Document | Released |  | NO | 03/05/2019 08:41:34:656 | Release
CA068342,A,6,D37118, D37119_RH and LH_Shroud_TRR | D37118, D37119_RH and LH_Shroud_TRR | Tooling Requirements Review (TRR) | A | Component Approval Document | Released |  | NO | 03/05/2019 08:41:34:140 | Release
CA068321,A,2,D37771_Knife_Trigger_TRR | D37771_Knife_Trigger_TRR | Tooling Requirements Review (TRR) | A | Component Approval Document | Released |  | NO | 03/05/2019 08:41:33:812 | Release
CA068319,A,5,D38342_Knife_Pusher_CP | D38342_Knife_Pusher_CP | Control Plan | A | Component Approval Document | Released |  | NO | 03/05/2019 08:41:33:781 | Release
CA068318,A,5,D38342_Knife_Pusher_PFMEA | D38342_Knife_Pusher_PFMEA | Supplier Process FMEA | A | Component Approval Document | Released |  | NO | 03/05/2019 08:41:33:749 | Release
CA068317,A,5,D38342_Knife_Pusher_Cap_Study | D38342_Knife_Pusher_Cap_Study | Capability Study | A | Component Approval Document | Released |  | NO | 03/05/2019 08:41:33:718 | Release
CA068316,A,5,D38342_Knife_Pusher_FAI | D38342_Knife_Pusher_FAI | First Article | A | Component Approval Document | Released |  | NO | 03/05/2019 08:41:33:687 | Release
CA068315,A,6,D38342_Knife_Pusher_CRR | D38342_Knife_Pusher_CRR | Component Requirements Review | A | Component Approval Document | Released |  | NO | 03/05/2019 08:41:33:656 | Release
CA068314,A,2,D38342_Knife_Pusher_TRR | D38342_Knife_Pusher_TRR | Tooling Requirements Review (TRR) | A | Component Approval Document | Released |  | NO | 03/05/2019 08:41:33:609 | Release
CA068305,A,2,D36709_Collar_CP | D36709_Collar_CP | Control Plan | A | Component Approval Document | Released |  | NO | 03/05/2019 08:41:33:281 | Release
CA068305,B,2,D36709_Collar_CP | D36709_Collar_CP | Control Plan | B | Component Approval Document | Released |  | NO | 03/05/2019 08:41:33:265 | Release
CA068304,A,2,D36709_Collar_PFMEA | D36709_Collar_PFMEA | Supplier Process FMEA | A | Component Approval Document | Released |  | NO | 03/05/2019 08:41:33:234 | Release
CA068303,A,5,D36709_Collar_Cap_Study | D36709_Collar_Cap_Study | Capability Study | A | Component Approval Document | Released |  | NO | 03/05/2019 08:41:33:202 | Release
CA068302,A,2,D36709_Collar_FAI | D36709_Collar_FAI | First Article | A | Component Approval Document | Released |  | NO | 03/05/2019 08:41:33:171 | Release
CA068301,A,7,D36709_Collar_CRR | D36709_Collar_CRR | Component Requirements Review | A | Component Approval Document | Released |  | NO | 03/05/2019 08:41:33:124 | Release
CA068300,A,3,D36709_Collar_TRR | D36709_Collar_TRR | Tooling Requirements Review (TRR) | A | Component Approval Document | Released |  | NO | 03/05/2019 08:41:33:093 | Release
CA068270,A,2,D36823_Compound_Gear_CP | D36823_Compound_Gear_CP | Control Plan | A | Component Approval Document | Released |  | NO | 03/05/2019 08:41:32:454 | Release
CA068270,B,1,D36823_Compound_Gear_CP | D36823_Compound_Gear_CP | Control Plan | B | Component Approval Document | Released |  | NO | 03/05/2019 08:41:32:406 | Release
CA068269,A,2,D36823_Compound_Gear_FMEA | D36823_Compound_Gear_FMEA | Supplier Process FMEA | A | Component Approval Document | Released |  | NO | 03/05/2019 08:41:32:327 | Release
CA068268,A,2,D36823_Compound_Gear_CS | D36823_Compound_Gear_CS | Capability Study | A | Component Approval Document | Released |  | NO | 03/05/2019 08:41:32:281 | Release
CA068268,B,4,D36823_Compound_Gear_CS | D36823_Compound_Gear_CS | Capability Study | B | Component Approval Document | Released |  | NO | 03/05/2019 08:41:32:281 | Release
CA068267,A,2,D36823_Compound_Gear_FA | D36823_Compound_Gear_FA | First Article | A | Component Approval Document | Released |  | NO | 03/05/2019 08:41:32:249 | Release
CA068266,A,3,D36823_Compound_Gear_CRR | D36823_Compound_Gear_CRR | Component Requirements Review | A | Component Approval Document | Released |  | NO | 03/05/2019 08:41:32:218 | Release
CA068265,A,3,D36823_Compound_Gear_TRR | D36823_Compound_Gear_TRR | Tooling Requirements Review (TRR) | A | Component Approval Document | Released |  | NO | 03/05/2019 08:41:32:187 | Release
CA068106,A,2,Brick Knife D37709P01 TRR | Brick Knife D37709P01 TRR | Tooling Requirements Review (TRR) | A | Component Approval Document | Released |  | NO | 03/05/2019 08:41:27:046 | Release
CA068106,B,4,Brick Knife D37709P01 TRR | Brick Knife D37709P01 TRR | Tooling Requirements Review (TRR) | B | Component Approval Document | Released |  | NO | 03/05/2019 08:41:27:046 | Release
CA068105,A,2,Brick Proximal Spring Guide D39466P01 TRR | Brick Proximal Spring Guide D39466P01 TRR | Tooling Requirements Review (TRR) | A | Component Approval Document | Released |  | NO | 03/05/2019 08:41:26:999 | Release
CA068104,A,2,Brick Lower Electrode D39442P01 TRR | Brick Lower Electrode D39442P01 TRR | Tooling Requirements Review (TRR) | A | Component Approval Document | Released |  | NO | 03/05/2019 08:41:26:952 | Release
CA068103,A,2,Brick Upper Electrode D39440P01 TRR | Brick Upper Electrode D39440P01 TRR | Tooling Requirements Review (TRR) | A | Component Approval Document | Released |  | NO | 03/05/2019 08:41:26:905 | Release
CA068102,A,3,Brick Return Contact D39221P01 TRR | Brick Return Contact D39221P01 TRR | Tooling Requirements Review (TRR) | A | Component Approval Document | Released |  | NO | 03/05/2019 08:41:26:874 | Release
CA068101,A,2,Brick Proximal Washer D37303P01 TRR | Brick Proximal Washer D37303P01 TRR | Tooling Requirements Review (TRR) | A | Component Approval Document | Released |  | NO | 03/05/2019 08:41:26:843 | Release
CA068100,A,4,Brick Link D37749P01 TRR | Brick Link D37749P01 TRR | Tooling Requirements Review (TRR) | A | Component Approval Document | Released |  | NO | 03/05/2019 08:41:26:812 | Release
CA068099,A,2,Brick Clip D37298P01 TRR | Brick Clip D37298P01 TRR | Tooling Requirements Review (TRR) | A | Component Approval Document | Released |  | NO | 03/05/2019 08:41:26:780 | Release
CA068098,A,2,Brick Distal Washer D37768P01 TRR | Brick Distal Washer D37768P01 TRR | Tooling Requirements Review (TRR) | A | Component Approval Document | Released |  | NO | 03/05/2019 08:41:26:765 | Release
CA068097,A,2,Brick Jaw Pull Tube D37766P01 TRR | Brick Jaw Pull Tube D37766P01 TRR | Tooling Requirements Review (TRR) | A | Component Approval Document | Released |  | NO | 03/05/2019 08:41:26:671 | Release
CA068096,A,1,Brick Lower Test Puck D39046P01 TRR | Brick Lower Test Puck D39046P01 TRR | Tooling Requirements Review (TRR) | A | Component Approval Document | Working |  | NO | 03/05/2019 08:41:26:390 | WIP
CA068095,A,2,Brick Upper Test Puck D38690P01 TRR | Brick Upper Test Puck D38690P01 TRR | Tooling Requirements Review (TRR) | A | Component Approval Document | Working |  | NO | 03/05/2019 08:41:26:374 | WIP
CA068094,A,2,Brick Lower Jaw D37314P01 TRR | Brick Lower Jaw D37314P01 TRR | Tooling Requirements Review (TRR) | A | Component Approval Document | Released |  | NO | 03/05/2019 08:41:26:343 | Release
CA068093,A,2,Brick Upper Jaw D37315P01 TRR | Brick Upper Jaw D37315P01 TRR | Tooling Requirements Review (TRR) | A | Component Approval Document | Released |  | NO | 03/05/2019 08:41:26:312 | Release
CA068050,A,2,Small Compression Spring D38070 | Small Compression Spring D38070 | Component Requirements Review | A | Component Approval Document | Released |  | NO | 03/05/2019 08:41:25:468 | Release
CA068050,B,2,Small Compression Spring D38070 | Small Compression Spring D38070 | Component Requirements Review | B | Component Approval Document | Released |  | NO | 03/05/2019 08:41:25:452 | Release
CA068049,B,2,Torsion Spring D38224 CRR | Torsion Spring D38224 CRR | Component Requirements Review | B | Component Approval Document | Released |  | NO | 03/05/2019 08:41:25:421 | Release
CA068049,A,5,Torsion Spring D38224 CRR | Torsion Spring D38224 CRR | Component Requirements Review | A | Component Approval Document | Released |  | NO | 03/05/2019 08:41:25:406 | Release
CA068049,C,2,Torsion Spring D38224 CRR | Torsion Spring D38224 CRR | Component Requirements Review | C | Component Approval Document | Released |  | NO | 03/05/2019 08:41:25:359 | Release
CA068048,A,4,Jaw Open Spring D38069_CRR | Jaw Open Spring D38069_CRR | Component Requirements Review | A | Component Approval Document | Released |  | NO | 03/05/2019 08:41:25:327 | Release
CA068048,B,2,Jaw Open Spring D38069_CRR | Jaw Open Spring D38069_CRR | Component Requirements Review | B | Component Approval Document | Released |  | NO | 03/05/2019 08:41:25:296 | Release
CA068043,A,1,Outer Tube Heat shrink D38271 | Outer Tube Heat shrink D38271 | Component Requirements Review | A | Component Approval Document | Working |  | NO | 03/05/2019 08:41:24:874 | WIP
CA068040,A,3,Knife D37709 | Knife D37709 | Component Requirements Review | A | Component Approval Document | Released |  | NO | 03/05/2019 08:41:24:780 | Release
CA068040,B,2,Knife D37709 | Knife D37709 | Component Requirements Review | B | Component Approval Document | Released |  | NO | 03/05/2019 08:41:24:780 | Release
CA068039,A,1,Dowel Pin D37355 | Dowel Pin D37355 | Component Requirements Review | A | Component Approval Document | Working |  | NO | 03/05/2019 08:41:24:734 | WIP
CA068038,A,2,Jaw Pull Pin_D37708_CRR | Jaw Pull Pin_D37708_CRR | Component Requirements Review | A | Component Approval Document | Released |  | NO | 03/05/2019 08:41:24:718 | Release
CA068038,B,2,Jaw Pull Pin_D37708_CRR | Jaw Pull Pin_D37708_CRR | Component Requirements Review | B | Component Approval Document | Released |  | NO | 03/05/2019 08:41:24:702 | Release
CA068037,A,2,Jaw Pivot Pin D35438_CRR | Jaw Pivot Pin D35438_CRR | Component Requirements Review | A | Component Approval Document | Released |  | NO | 03/05/2019 08:41:24:671 | Release
CA068037,B,2,Jaw Pivot Pin D35438_CRR | Jaw Pivot Pin D35438_CRR | Component Requirements Review | B | Component Approval Document | Released |  | NO | 03/05/2019 08:41:24:655 | Release
CA068035,B,2,D39466P01 Proximal Spring Guide CRR | D39466P01 Proximal Spring Guide CRR | Component Requirements Review | B | Component Approval Document | Released |  | NO | 03/05/2019 08:41:24:530 | Release
CA068035,A,2,D39466P01 Proximal Spring Guide CRR | D39466P01 Proximal Spring Guide CRR | Component Requirements Review | A | Component Approval Document | Released |  | NO | 03/05/2019 08:41:24:515 | Release
CA068035,C,2,D39466P01 Proximal Spring Guide CRR | D39466P01 Proximal Spring Guide CRR | Component Requirements Review | C | Component Approval Document | Released |  | NO | 03/05/2019 08:41:24:515 | Release
CA068034,A,2,Lower Electrode D39442 | Lower Electrode D39442 | Component Requirements Review | A | Component Approval Document | Released |  | NO | 03/05/2019 08:41:24:453 | Release
CA068033,A,2,Upper Electrode D39440 | Upper Electrode D39440 | Component Requirements Review | A | Component Approval Document | Released |  | NO | 03/05/2019 08:41:24:421 | Release
CA068031,B,2,D37303 Proximal Washer | D37303 Proximal Washer | Component Requirements Review | B | Component Approval Document | Released |  | NO | 03/05/2019 08:41:24:374 | Release
CA068031,A,2,D37303 Proximal Washer | D37303 Proximal Washer | Component Requirements Review | A | Component Approval Document | Released |  | NO | 03/05/2019 08:41:24:359 | Release
CA068031,C,2,D37303 Proximal Washer | D37303 Proximal Washer | Component Requirements Review | C | Component Approval Document | Released |  | NO | 03/05/2019 08:41:24:343 | Release
CA068030,A,3,D37749P01 Brick Link CRR | D37749P01 Brick Link CRR | Component Requirements Review | A | Component Approval Document | Released |  | NO | 03/05/2019 08:41:24:296 | Release
CA068030,B,2,D37749P01 Brick Link CRR | D37749P01 Brick Link CRR | Component Requirements Review | B | Component Approval Document | Released |  | NO | 03/05/2019 08:41:24:280 | Release
CA068030,C,2,D37749P01 Brick Link CRR | D37749P01 Brick Link CRR | Component Requirements Review | C | Component Approval Document | Released |  | NO | 03/05/2019 08:41:24:280 | Release
CA068029,A,2,D37298 Clip CRR | D37298 Clip CRR | Component Requirements Review | A | Component Approval Document | Released |  | NO | 03/05/2019 08:41:24:218 | Release
CA068029,B,2,D37298 Clip CRR | D37298 Clip CRR | Component Requirements Review | B | Component Approval Document | Released |  | NO | 03/05/2019 08:41:24:218 | Release
CA068029,C,2,D37298 Clip CRR | D37298 Clip CRR | Component Requirements Review | C | Component Approval Document | Released |  | NO | 03/05/2019 08:41:24:202 | Release
CA068028,A,2,D37768 Distal Washer CRR | D37768 Distal Washer CRR | Component Requirements Review | A | Component Approval Document | Released |  | NO | 03/05/2019 08:41:24:155 | Release
CA068028,B,2,D37768 Distal Washer CRR | D37768 Distal Washer CRR | Component Requirements Review | B | Component Approval Document | Released |  | NO | 03/05/2019 08:41:24:140 | Release
CA068028,C,2,D37768 Distal Washer CRR | D37768 Distal Washer CRR | Component Requirements Review | C | Component Approval Document | Released |  | NO | 03/05/2019 08:41:24:093 | Release
CA068027,A,2,Jaw Pull Tube D37766 | Jaw Pull Tube D37766 | Component Requirements Review | A | Component Approval Document | Released |  | NO | 03/05/2019 08:41:24:015 | Release
CA068027,B,1,D37766P01 Jaw Pull Tube CRR | D37766P01 Jaw Pull Tube CRR | Component Requirements Review | B | Component Approval Document | Released |  | NO | 03/05/2019 08:41:23:999 | Release
CA068026,A,2,D39046 Lower Test Puck | D39046 Lower Test Puck | Component Requirements Review | A | Component Approval Document | Released |  | NO | 03/05/2019 08:41:23:968 | Release
CA068026,B,3,D39046 Lower Test Puck | D39046 Lower Test Puck | Component Requirements Review | B | Component Approval Document | Released |  | NO | 03/05/2019 08:41:23:952 | Release
CA068025,A,2,D38690 Upper Test Puck | D38690 Upper Test Puck | Component Requirements Review | A | Component Approval Document | Released |  | NO | 03/05/2019 08:41:23:890 | Release
CA068024,C,3,D37314 Lower Jaw | D37314 Lower Jaw | Component Requirements Review | C | Component Approval Document | Released |  | NO | 03/05/2019 08:41:23:859 | Release
CA068024,A,4,D37314 Lower Jaw | D37314 Lower Jaw | Component Requirements Review | A | Component Approval Document | Released |  | NO | 03/05/2019 08:41:23:843 | Release
CA068024,D,5,D37314 Lower Jaw | D37314 Lower Jaw | Component Requirements Review | D | Component Approval Document | Released |  | NO | 03/05/2019 08:41:23:843 | Release
CA068024,B,3,D37314 Lower Jaw | D37314 Lower Jaw | Component Requirements Review | B | Component Approval Document | Released |  | NO | 03/05/2019 08:41:23:827 | Release
CA068024,E,3,D37314 Lower Jaw | D37314 Lower Jaw | Component Requirements Review | E | Component Approval Document | Released |  | NO | 03/05/2019 08:41:23:812 | Release
CA068023,A,4,D37315 Upper Jaw | D37315 Upper Jaw | Component Requirements Review | A | Component Approval Document | Released |  | NO | 03/05/2019 08:41:23:749 | Release
CA068023,B,3,D37315 Upper Jaw | D37315 Upper Jaw | Component Requirements Review | B | Component Approval Document | Released |  | NO | 03/05/2019 08:41:23:734 | Release
CA067016,A,4,Inspect & Clean Electrode Equipment | Inspect & Clean Electrode Equipment | Equipment Requirements Review | A | Component Approval Document | Released |  | NO | 03/05/2019 08:41:07:952 | Release
CA066452,A,2,Tensile Test Equipment | Tensile Test Equipment | Equipment Requirements Review | A | Component Approval Document | Released |  | NO | 03/05/2019 08:40:52:401 | Release
CA066448,A,4,Packaging Vision System | Packaging Vision System | Equipment Requirements Review | A | Component Approval Document | Released |  | NO | 03/05/2019 08:40:52:249 | Release
CA066446,A,4,Torque & Continuity Test Equipment | Torque & Continuity Test Equipment | Equipment Requirements Review | A | Component Approval Document | Released |  | NO | 03/05/2019 08:40:52:171 | Release
CA066445,A,1,Rotator Cap Assembly Equipment | Rotator Cap Assembly Equipment | Equipment Requirements Review | A | Component Approval Document | Released |  | NO | 03/05/2019 08:40:52:155 | Release
CA066444,A,1,Laser Mark Equipment | Laser Mark Equipment | Equipment Requirements Review | A | Component Approval Document | Released |  | NO | 03/05/2019 08:40:52:124 | Release
CA066443,A,1,Handle Press Equipment | Handle Press Equipment | Equipment Requirements Review | A | Component Approval Document | Released |  | NO | 03/05/2019 08:40:52:093 | Release
CA066441,A,1,Handle Assembly Equipment | Handle Assembly Equipment | Equipment Requirements Review | A | Component Approval Document | Released |  | NO | 03/05/2019 08:40:52:061 | Release
CA066440,A,1,Handle Assembly Equipment | Handle Assembly Equipment | Equipment Requirements Review | A | Component Approval Document | Released |  | NO | 03/05/2019 08:40:52:030 | Release
CA066439,A,1,Handle Assembly Equipment | Handle Assembly Equipment | Equipment Requirements Review | A | Component Approval Document | Released |  | NO | 03/05/2019 08:40:51:983 | Release
CA066438,A,1,Handle Assembly Station | Handle Assembly Station | Equipment Requirements Review | A | Component Approval Document | Released |  | NO | 03/05/2019 08:40:51:937 | Release
CA066436,A,3,Shaft Functional Test Equipment | Shaft Functional Test Equipment | Equipment Requirements Review | A | Component Approval Document | Released |  | NO | 03/05/2019 08:40:51:905 | Release
CA066435,A,1,Silicone and Cure Equipment | Silicone and Cure Equipment | Equipment Requirements Review | A | Component Approval Document | Released |  | NO | 03/05/2019 08:40:51:890 | Release
CA066434,A,4,Proximal Shaft Assembly Equipment | Proximal Shaft Assembly Equipment | Equipment Requirements Review | A | Component Approval Document | Released |  | NO | 03/05/2019 08:40:51:843 | Release
CA066433,A,5,Outer Tube Crimp Equipment | Outer Tube Crimp Equipment | Equipment Requirements Review | A | Component Approval Document | Released |  | NO | 03/05/2019 08:40:51:811 | Release
CA066432,A,3,Distal Shaft Assembly Equipment | Distal Shaft Assembly Equipment | Equipment Requirements Review | A | Component Approval Document | Released |  | NO | 03/05/2019 08:40:51:780 | Release
CA066431,A,4,Heat Shrink Active Rod Equipment | Heat Shrink Active Rod Equipment | Equipment Requirements Review | A | Component Approval Document | Released |  | NO | 03/05/2019 08:40:51:702 | Release
CA066430,A,4,Active Rod Electrode Welding Equipment | Active Rod Electrode Welding Equipment | Equipment Requirements Review | A | Component Approval Document | Released |  | NO | 03/05/2019 08:40:51:655 | Release
CA066429,B,2,Electrode Gap Measurement Equipment | Electrode Gap Measurement Equipment | Equipment Requirements Review | B | Component Approval Document | Working |  | YES | 03/05/2019 08:40:51:593 | NA_jfeds
CA066429,B,1,Electrode Gap Measurement Equipment | Electrode Gap Measurement Equipment | Equipment Requirements Review | B | Component Approval Document | Working |  | NO | 03/05/2019 08:40:51:577 | WIP
CA066429,A,2,Electrode Gap Measurement Equipment | Electrode Gap Measurement Equipment | Equipment Requirements Review | A | Component Approval Document | Released |  | NO | 03/05/2019 08:40:51:561 | Release
CA066428,A,1,Jaw Curing oven | Jaw Curing oven | Equipment Requirements Review | A | Component Approval Document | Released |  | NO | 03/05/2019 08:40:51:530 | Release
CA066427,A,4,Jaw Adhesive Application Equipment | Jaw Adhesive Application Equipment | Equipment Requirements Review | A | Component Approval Document | Released |  | NO | 03/05/2019 08:40:51:499 | Release
CA066300,A,6,Device Functional Tester | Device Functional Tester | Equipment Requirements Review | A | Component Approval Document | Released |  | NO | 03/05/2019 08:40:48:140 | Release
CA057611,A,2,Eagle Shaft and Device Consumables Masterbond EP3HTMED FAI | Eagle Shaft and Device Consumables Masterbond EP3HTMED FAI | First Article | A | Component Approval Document | Released |  | NO | 03/05/2019 08:37:54:891 | Release
CA057611,B,4,Eagle Shaft and Device Consumables Masterbond EP3HTMED FAI | Eagle Shaft and Device Consumables Masterbond EP3HTMED FAI | First Article | B | Component Approval Document | Released |  | NO | 03/05/2019 08:37:54:872 | Release
CA057575,C,2,Eagle Shaft and Device Consumables Masterbond EP3HTMED CRR | Eagle Shaft and Device Consumables Masterbond EP3HTMED CRR | Component Requirements Review | C | Component Approval Document | Rejected |  | NO | 03/05/2019 08:37:54:076 | WIP
CA057575,A,2,Eagle Shaft and Device Consumables Masterbond EP3HTMED CRR | Eagle Shaft and Device Consumables Masterbond EP3HTMED CRR | Component Requirements Review | A | Component Approval Document | Released |  | NO | 03/05/2019 08:37:54:060 | Release
CA057575,B,5,Eagle Shaft and Device Consumables Masterbond EP3HTMED CRR | Eagle Shaft and Device Consumables Masterbond EP3HTMED CRR | Component Requirements Review | B | Component Approval Document | Released |  | NO | 03/05/2019 08:37:54:060 | Release
SCN058721,A,1,Load 28962 S18-217J R9373W,R93507,R93727,R9366P | Load 28962 S18-217J R9373W,R93507,R93727,R9366P | Sterilization Documentation | A | Scanned (Hardcopy) Item | Released |  | NO | 03/04/2019 18:49:41:620 | Release
SCN058699,A,1,Load 28380 S18-095J R92D01,R92G9F,R92H4U,R92H8C | Load 28380 S18-095J R92D01,R92G9F,R92H4U,R92H8C | Sterilization Documentation | A | Scanned (Hardcopy) Item | Released |  | NO | 03/04/2019 18:44:08:586 | Release
SCN058701,A,1,Load 28346 S18-087J R92G2X,R92G2Y,R92F83,R92G0R | Load 28346 S18-087J R92G2X,R92G2Y,R92F83,R92G0R | Sterilization Documentation | A | Scanned (Hardcopy) Item | Released |  | NO | 03/04/2019 18:13:07:633 | Release
PRC088662,A,3,Brick ECR945 Shaft Line E17118G01A Jaw Gap GR&R Protocol | Brick ECR945 Shaft Line E17118G01A Jaw Gap GR&R Protocol | Protocol - Other | A | Protocol | Released |  | NO | 03/04/2019 17:56:19:124 | Release
SCN058128,A,1,Load ID 27569 S17-518J P94C49,P94A9D,P94A4R | Load ID 27569 S17-518J P94C49,P94A9D,P94A4R | Sterilization Documentation | A | Scanned (Hardcopy) Item | Released |  | NO | 03/04/2019 17:52:47:529 | Release
PRC088852,B,1,Brick Device Jaw Gap E17118G01B GR&R Protocol | Brick Device Jaw Gap E17118G01B GR&R Protocol | Protocol - Other | B | Protocol | Released |  | NO | 03/04/2019 17:49:48:340 | Release
PRC088852,A,3,Brick Device Jaw Gap E17118G01B GR&R Protocol | Brick Device Jaw Gap E17118G01B GR&R Protocol | Protocol - Other | A | Protocol | Released |  | NO | 03/04/2019 17:49:47:699 | Release
SCN058125,A,1,Load ID 27563 S17-516J P94A98,P94A17,P9499U,HAR17F,HAR9F | Load ID 27563 S17-516J P94A98,P94A17,P9499U,HAR17F,HAR9F | Sterilization Documentation | A | Scanned (Hardcopy) Item | Released |  | NO | 03/04/2019 17:45:48:823 | Release
SCN058124,A,1,Load ID 27562 S17-515J P94A8Z,P94868,P9499A | Load ID 27562 S17-515J P94A8Z,P94868,P9499A | Sterilization Documentation | A | Scanned (Hardcopy) Item | Released |  | NO | 03/04/2019 17:42:54:323 | Release
SCN058123,A,1,Load ID 27588 S17-524J P94C8C,P94C1R,P94A6X,P94C4L | Load ID 27588 S17-524J P94C8C,P94C1R,P94A6X,P94C4L | Sterilization Documentation | A | Scanned (Hardcopy) Item | Released |  | NO | 03/04/2019 17:41:12:324 | Release
SCN058106,A,1,Load 27956 S18-012J R9211Z,R92144,R9216P,R9216R | Load 27956 S18-012J R9211Z,R92144,R9216P,R9216R | Sterilization Documentation | A | Scanned (Hardcopy) Item | Released |  | NO | 03/04/2019 17:05:23:402 | Release
SCN058111,A,1,Load 27936 S18-007J R92001,R9209D,R9203M,R9212A | Load 27936 S18-007J R92001,R9209D,R9203M,R9212A | Sterilization Documentation | A | Scanned (Hardcopy) Item | Released |  | NO | 03/04/2019 16:53:19:442 | Release
SCN058107,A,1,Load 27947 S18-009J R9207G,R92073,R9212C,R9213K | Load 27947 S18-009J R9207G,R92073,R9212C,R9213K | Sterilization Documentation | A | Scanned (Hardcopy) Item | Released |  | NO | 03/04/2019 16:51:58:301 | Release
SCN058109,A,1,Load 27957 S18-013J R9224U,R9216W,R9222F | Load 27957 S18-013J R9224U,R9216W,R9222F | Sterilization Documentation | A | Scanned (Hardcopy) Item | Released |  | NO | 03/04/2019 16:49:46:315 | Release
SCN058295,A,1,Load 28752 S18-174J R92Z4G,R92Z0H,R92Z72,R92Z61 | Load 28752 S18-174J R92Z4G,R92Z0H,R92Z72,R92Z61 | Sterilization Documentation | A | Scanned (Hardcopy) Item | Released |  | NO | 03/04/2019 16:09:21:342 | Release
SCN058294,A,1,Load 28660 S18-155J R92W2N,R92P5X,R92U2R,R92W1A | Load 28660 S18-155J R92W2N,R92P5X,R92U2R,R92W1A | Sterilization Documentation | A | Scanned (Hardcopy) Item | Released |  | NO | 03/04/2019 16:07:09:278 | Release
SCN058293,A,1,Load 28672 S18-157J R92N5R,R92W53,R92W54,R92V12 | Load 28672 S18-157J R92N5R,R92W53,R92W54,R92V12 | Sterilization Documentation | A | Scanned (Hardcopy) Item | Released |  | NO | 03/04/2019 16:05:11:589 | Release
SCN058292,A,1,Load 28671 S18-156J R92W1P,R92W7E,R92V5L,R92W7D | Load 28671 S18-156J R92W1P,R92W7E,R92V5L,R92W7D | Sterilization Documentation | A | Scanned (Hardcopy) Item | Released |  | NO | 03/04/2019 16:03:11:917 | Release
SCN058289,A,1,Load 28687 S18-161J R92P2F,R92W5N,R92W9V,R92X1N | Load 28687 S18-161J R92P2F,R92W5N,R92W9V,R92X1N | Sterilization Documentation | A | Scanned (Hardcopy) Item | Released |  | NO | 03/04/2019 16:01:47:541 | Release
SCN058288,A,1,Load 28697 S18-162J R92W9Z,R92X6F,R92X5G,R92W57 | Load 28697 S18-162J R92W9Z,R92X6F,R92X5G,R92W57 | Sterilization Documentation | A | Scanned (Hardcopy) Item | Released |  | NO | 03/04/2019 15:59:45:415 | Release
SCN058287,A,1,Load 28657 S18-151J R92V60,R92V4Z,R92V5K,R92V11 | Load 28657 S18-151J R92V60,R92V4Z,R92V5K,R92V11 | Sterilization Documentation | A | Scanned (Hardcopy) Item | Released |  | NO | 03/04/2019 15:58:07:883 | Release
PRC089104,A,3,Brick ECR945 Engineering Pilot Build 1.0 | Brick ECR945 Engineering Pilot Build 1.0 | Protocol Engineering Pilot | A | Protocol | Released |  | NO | 03/04/2019 13:57:00:461 | Release
PSB004864,A,2,Evaluation of Sealing and Tissue Movement in an ENSEAL® X1 Large Jaw Tissue Sealer With an Alternate Elect | Evaluation of Sealing and Tissue Movement in an ENSEAL® X1 Large Jaw Tissue Sealer With an Alternate Electrode Design, in a Porcine Model | Evaluation | A | Preclinical Study Binder | Released |  | NO | 03/04/2019 09:19:39:116 | Release
SCN058285,A,1,Load 28647 S18-145J R92U4L,R92V0T,R92V13,R92U7A | Load 28647 S18-145J R92U4L,R92V0T,R92V13,R92U7A | Sterilization Documentation | A | Scanned (Hardcopy) Item | Released |  | NO | 03/01/2019 18:24:36:596 | Release
SCN058284,A,1,Load 28632 S18-149J R92P3C,R92P5R,R92U78,R92U90 | Load 28632 S18-149J R92P3C,R92P5R,R92U78,R92U90 | Sterilization Documentation | A | Scanned (Hardcopy) Item | Released |  | NO | 03/01/2019 18:22:17:126 | Release
SCN058282,A,1,Load 28626 S18-147J R92U95,R92V1J,R92V0R,R92V1G | Load 28626 S18-147J R92U95,R92V1J,R92V0R,R92V1G | Sterilization Documentation | A | Scanned (Hardcopy) Item | Released |  | NO | 03/01/2019 18:20:11:281 | Release
SCN058279,A,1,Load 28584 S18-134J R92R6N,R92R57,R92R6V,R92R1Z | Load 28584 S18-134J R92R6N,R92R57,R92R6V,R92R1Z | Sterilization Documentation | A | Scanned (Hardcopy) Item | Released |  | NO | 03/01/2019 18:13:54:778 | Release
PRC088962,A,10,Floyd Plastics Material Evaluations for Overmolded Electrodes | Floyd Plastics Material Evaluations for Overmolded Electrodes | None | A | Engineering Study | Released |  | NO | 02/28/2019 16:00:10:376 | Release
RA000708,A,1,ECR0001528 determination | ECR0001528 determination | Regulatory Determination Form (OUS) | A | Generic Regulatory Doc. | Released |  | NO | 02/26/2019 14:22:08:135 | Release
RA000707,A,1,ECR0001528 determination | ECR0001528 determination | Regulatory Determination Form (US) | A | Generic Regulatory Doc. | Released |  | NO | 02/26/2019 14:21:53:401 | Release
CA077041,A,1,D43342P01 INSULATOR SPACER FB - RMI-SHEET | D43342P01 INSULATOR SPACER FB - RMI-SHEET | Inspection Sheet RMI | A | Component Approval Document | Working |  | NO | 02/26/2019 05:20:52:426 | NA_hnagabhu
CA075722,A,1,D43271-ISheet | D43271-ISheet | Inspection Sheet RMI | A | Component Approval Document | Working |  | NO | 02/26/2019 05:20:50:754 | NA_hnagabhu
CA075710,A,1,D43274-ISheet | D43274-ISheet | Inspection Sheet RMI | A | Component Approval Document | Working |  | NO | 02/26/2019 05:20:50:676 | NA_hnagabhu
CA072457,A,1,I-Sheet for D42820 | I-Sheet for D42820 | Inspection Sheet RMI | A | Component Approval Document | Working |  | NO | 02/26/2019 05:20:42:332 | WIP
CA072456,A,1,I-Sheet for D42817 | I-Sheet for D42817 | Inspection Sheet RMI | A | Component Approval Document | Working |  | NO | 02/26/2019 05:20:42:301 | WIP
CA072311,A,1,I-Sheet for D42819 | I-Sheet for D42819 | Inspection Sheet RMI | A | Component Approval Document | Working |  | NO | 02/26/2019 05:20:42:082 | NA_tjacks26
CA072310,A,1,I-Sheet for D42816 | I-Sheet for D42816 | Inspection Sheet RMI | A | Component Approval Document | Working |  | NO | 02/26/2019 05:20:42:035 | WIP
CA071979,A,3,D40445_Closure lever_I Sheet | D40445_Closure lever_I Sheet | Inspection Sheet RMI | A | Component Approval Document | Released |  | NO | 02/26/2019 05:20:41:832 | Release
CA071564,A,5,Raw Material Inspection Specification for the ENSEAL X1 Large Jaw Tissue Sealer NSLX120L - Heat Shrink D381 | Raw Material Inspection Specification for the ENSEAL X1 Large Jaw Tissue Sealer NSLX120L - Heat Shrink D38178 | Inspection Sheet RMI | A | Component Approval Document | Released |  | NO | 02/26/2019 05:20:40:941 | Release
CA070123,A,6,Raw Material Inspection Specification for the ENSEAL X1 Large Jaw Tissue Sealer NSLX120L - D40422 Insulator | Raw Material Inspection Specification for the ENSEAL X1 Large Jaw Tissue Sealer NSLX120L - D40422 Insulator Spacer | Inspection Sheet RMI | A | Component Approval Document | Released |  | NO | 02/26/2019 05:20:38:394 | Release
CA070005,A,3,D37771_Knife Trigger_I-SHEET | D37771_Knife Trigger_I-SHEET | Inspection Sheet RMI | A | Component Approval Document | Released |  | NO | 02/26/2019 05:20:37:816 | Release
CA069183,A,5,Raw Material Inspection Specification for the Enseal X1 Large Jaw Tissue Sealer NSLX120L - Distal Washer D3 | Raw Material Inspection Specification for the Enseal X1 Large Jaw Tissue Sealer NSLX120L - Distal Washer D37768 | Inspection Sheet RMI | A | Component Approval Document | Released |  | NO | 02/26/2019 05:20:35:738 | Release
CA069178,A,4,Raw Material Inspection Specification for the ENSEAL X1 Large Jaw Tissue Sealer NSLX120L - Jaw Pull Tube D3 | Raw Material Inspection Specification for the ENSEAL X1 Large Jaw Tissue Sealer NSLX120L - Jaw Pull Tube D37766 | Inspection Sheet RMI | A | Component Approval Document | Released |  | NO | 02/26/2019 05:20:35:707 | Release
CA069178,B,3,Raw Material Inspection Specification for the ENSEAL X1 Large Jaw Tissue Sealer NSLX120L - Jaw Pull Tube D3 | Raw Material Inspection Specification for the ENSEAL X1 Large Jaw Tissue Sealer NSLX120L - Jaw Pull Tube D37766 | Inspection Sheet RMI | B | Component Approval Document | Released |  | NO | 02/26/2019 05:20:35:691 | Release
CA069173,A,4,Clip_D37298_I-Sheet | Clip_D37298_I-Sheet | Inspection Sheet RMI | A | Component Approval Document | Released |  | NO | 02/26/2019 05:20:35:645 | Release
CA069168,A,4,Link_D37749_I-Sheet | Link_D37749_I-Sheet | Inspection Sheet RMI | A | Component Approval Document | Released |  | NO | 02/26/2019 05:20:35:613 | Release
CA069155,A,4,Proximal Washer_D37303_I-Sheet | Proximal Washer_D37303_I-Sheet | Inspection Sheet RMI | A | Component Approval Document | Released |  | NO | 02/26/2019 05:20:35:519 | Release
CA069149,A,5,Raw Material Inspection Specification for the Enseal X1 Large Jaw Tissue Sealer NSLX120L - Small Compressio | Raw Material Inspection Specification for the Enseal X1 Large Jaw Tissue Sealer NSLX120L - Small Compression Spring D38070 | Inspection Sheet RMI | A | Component Approval Document | Released |  | NO | 02/26/2019 05:20:35:488 | Release
CA069148,A,3,Raw Material Inspection Specification for the ENSEAL X1 Large Jaw Tissue Sealer NSLX120L - Lower Test Puck_ | Raw Material Inspection Specification for the ENSEAL X1 Large Jaw Tissue Sealer NSLX120L - Lower Test Puck_D39046 | Inspection Sheet RMI | A | Component Approval Document | Released |  | NO | 02/26/2019 05:20:35:457 | Release
CA069141,A,4,Torsion Spring_D38224_I-Sheet | Torsion Spring_D38224_I-Sheet | Inspection Sheet RMI | A | Component Approval Document | Released |  | NO | 02/26/2019 05:20:35:410 | Release
CA069141,B,4,Torsion Spring_D38224_I-Sheet | Torsion Spring_D38224_I-Sheet | Inspection Sheet RMI | B | Component Approval Document | Released |  | NO | 02/26/2019 05:20:35:410 | Release
CA069135,A,4,Jaw Open Spring_D38069_I-Sheet | Jaw Open Spring_D38069_I-Sheet | Inspection Sheet RMI | A | Component Approval Document | Released |  | NO | 02/26/2019 05:20:35:379 | Release
CA069131,A,4,Raw Material Inspection Specification for the ENSEAL X1 Large Jaw Tissue Sealer NSLX120L - Upper Test Puck | Raw Material Inspection Specification for the ENSEAL X1 Large Jaw Tissue Sealer NSLX120L - Upper Test Puck D38690 | Inspection Sheet RMI | A | Component Approval Document | Released |  | NO | 02/26/2019 05:20:35:348 | Release
CA069107,A,4,Raw Material Inspection Specification for the ENSEAL X1 Large Jaw Tissue Sealer NSLX120L - D37709 Knife | Raw Material Inspection Specification for the ENSEAL X1 Large Jaw Tissue Sealer NSLX120L - D37709 Knife | Inspection Sheet RMI | A | Component Approval Document | Released |  | NO | 02/26/2019 05:20:35:238 | Release
CA069102,A,6,Raw Material Inspection Specification for the Enseal X1 Large Jaw Tissue Sealer NSLX120L - Jaw Pull Pin D37 | Raw Material Inspection Specification for the Enseal X1 Large Jaw Tissue Sealer NSLX120L - Jaw Pull Pin D37708 | Inspection Sheet RMI | A | Component Approval Document | Released |  | NO | 02/26/2019 05:20:35:223 | Release
CA069095,A,5,Raw Material Inspection Specification for the Enseal X1 Large Jaw Tissue Sealer NSLX120L - Jaw Pivot Pin D3 | Raw Material Inspection Specification for the Enseal X1 Large Jaw Tissue Sealer NSLX120L - Jaw Pivot Pin D35438 | Inspection Sheet RMI | A | Component Approval Document | Released |  | NO | 02/26/2019 05:20:35:191 | Release
CA069081,A,6,Raw Material Inspection Specification for the ENSEAL X1 Large Jaw Tissue Sealer NSLX120L - Lower Jaw D36971 | Raw Material Inspection Specification for the ENSEAL X1 Large Jaw Tissue Sealer NSLX120L - Lower Jaw D36971 | Inspection Sheet RMI | A | Component Approval Document | Released |  | NO | 02/26/2019 05:20:35:144 | Release
CA069081,B,7,Raw Material Inspection Specification for the ENSEAL X1 Large Jaw Tissue Sealer NSLX120L - Lower Jaw D36971 | Raw Material Inspection Specification for the ENSEAL X1 Large Jaw Tissue Sealer NSLX120L - Lower Jaw D36971 | Inspection Sheet RMI | B | Component Approval Document | Released |  | NO | 02/26/2019 05:20:35:144 | Release
CA069080,A,6,Raw Material Inspection Specification for the Enseal X1 Large Jaw Tissue Sealer NSLX120L - Proximal Spring | Raw Material Inspection Specification for the Enseal X1 Large Jaw Tissue Sealer NSLX120L - Proximal Spring Guide D39466 | Inspection Sheet RMI | A | Component Approval Document | Released |  | NO | 02/26/2019 05:20:35:113 | Release
CA069068,A,6,Raw Material Inspection Specification for the ENSEAL X1 Large Jaw Tissue Sealer NSLX120L - Upper Jaw D36970 | Raw Material Inspection Specification for the ENSEAL X1 Large Jaw Tissue Sealer NSLX120L - Upper Jaw D36970 | Inspection Sheet RMI | A | Component Approval Document | Released |  | NO | 02/26/2019 05:20:35:066 | Release
CA068834,A,3,D38341_Rack_Sphere_I_Sheet | D38341_Rack_Sphere_I_Sheet | Inspection Sheet RMI | A | Component Approval Document | Released |  | NO | 02/26/2019 05:20:34:660 | Release
CA068376,A,4,Raw Material Inspection Specification for the ENSEAL X1 Large Jaw Tissue Sealer NSLX120L - D36713 Yoke | Raw Material Inspection Specification for the ENSEAL X1 Large Jaw Tissue Sealer NSLX120L - D36713 Yoke | Inspection Sheet RMI | A | Component Approval Document | Released |  | NO | 02/26/2019 05:20:33:410 | Release
CA068355,A,4,Raw Material Inspection Specification for the ENSEAL X1 Large Jaw Tissue Sealer NSLX120L - D37119 Left Shro | Raw Material Inspection Specification for the ENSEAL X1 Large Jaw Tissue Sealer NSLX120L - D37119 Left Shroud | Inspection Sheet RMI | A | Component Approval Document | Released |  | NO | 02/26/2019 05:20:33:379 | Release
CA068348,A,4,Raw Material Inspection Specification for the ENSEAL X1 Large Jaw Tissue Sealer NSLX120L - D37118 Right Shr | Raw Material Inspection Specification for the ENSEAL X1 Large Jaw Tissue Sealer NSLX120L - D37118 Right Shroud | Inspection Sheet RMI | A | Component Approval Document | Released |  | NO | 02/26/2019 05:20:33:348 | Release
CA068320,A,3,Raw Material Inspection Specification for the ENSEAL X1 Large Jaw Tissue Sealer NSLX120L - D38342 Knife Pus | Raw Material Inspection Specification for the ENSEAL X1 Large Jaw Tissue Sealer NSLX120L - D38342 Knife Pusher | Inspection Sheet RMI | A | Component Approval Document | Released |  | NO | 02/26/2019 05:20:33:254 | Release
CA068306,A,4,Raw Material Inspection Specification for the ENSEAL X1 Large Jaw Tissue Sealer NSLX120L - D36709 Collar | Raw Material Inspection Specification for the ENSEAL X1 Large Jaw Tissue Sealer NSLX120L - D36709 Collar | Inspection Sheet RMI | A | Component Approval Document | Released |  | NO | 02/26/2019 05:20:33:207 | Release
CA068271,A,3,Raw Material Inspection Specification for the ENSEAL X1 Large Jaw Tissue Sealer NSLX120L - D36823 Compound | Raw Material Inspection Specification for the ENSEAL X1 Large Jaw Tissue Sealer NSLX120L - D36823 Compound Gear | Inspection Sheet RMI | A | Component Approval Document | Released |  | NO | 02/26/2019 05:20:32:926 | Release
PRC086502,A,2,Compatibility Test (TOST) on tip Force Measurement Current Fixture vs New Fixtures | Compatibility Test (TOST) on tip Force Measurement Current Fixture vs New Fixtures | None | A | Engineering Study | Released |  | NO | 02/25/2019 13:57:26:939 | Release
PRC089103,B,4,Epicenter Shutdown Strategy | Epicenter Shutdown Strategy | Protocol - Other | B | Protocol | Released |  | NO | 02/21/2019 23:50:43:926 | Release
PRC089103,A,8,Epicenter Shutdown Strategy | Epicenter Shutdown Strategy | Protocol - Other | A | Protocol | Released |  | NO | 02/21/2019 23:50:43:223 | Release
PRC088161,A,6,NSLX120L Cable Reclamation PQ Report - DC002990 | NSLX120L Cable Reclamation PQ Report - DC002990 | None | A | Completion Report | Released |  | NO | 02/21/2019 18:17:20:036 | Release
PRC086731,B,2,DV Testing for NSLX120L Cable Reclamation | DV Testing for NSLX120L Cable Reclamation | None | B | Engineering Study | Released |  | NO | 02/21/2019 18:17:19:833 | Release
PRC085059,B,5,Brick Wireguide Push-out Testing | Brick Wireguide Push-out Testing | None | B | Engineering Study | Released |  | NO | 02/21/2019 18:17:19:708 | Release
CA067287,B,2,GEN11 Device Tester Equipment Requirements | GEN11 Device Tester Equipment Requirements | Equipment Requirements Review | B | Component Approval Document | Released |  | NO | 02/20/2019 13:43:21:045 | Release
TRP001550,A,5,Torque Tester | Torque Tester | None | A | Assembly Operation | Released |  | NO | 02/16/2019 11:53:18:228 | Release
TRP001548,A,7,Reclamation & Marking Fixture | Reclamation & Marking Fixture | None | A | Assembly Operation | Released |  | NO | 02/16/2019 11:53:18:150 | Release
TRP001548,B,2,Reclamation & Marking Fixture | Reclamation & Marking Fixture | None | B | Assembly Operation | Released |  | NO | 02/16/2019 11:53:18:134 | Release
TRP001490,A,6,Blistear Seal Inspection | Blistear Seal Inspection | None | A | Assembly Operation | Released |  | NO | 02/16/2019 11:53:15:072 | Release
TRP001490,B,5,Blister Seal Inspection | Blister Seal Inspection | None | B | Assembly Operation | Released |  | NO | 02/16/2019 11:53:15:025 | Release
TRP001489,A,5,Operation Training for Tyvek Print and Blister Seal | Operation Training for Tyvek Print and Blister Seal | None | A | Assembly Operation | Released |  | NO | 02/16/2019 11:53:14:978 | Release
TRP001488,A,4,Operation Training for Blister Blow Off | Operation Training for Blister Blow Off | None | A | Assembly Operation | Released |  | NO | 02/16/2019 11:53:14:947 | Release
TRP001485,A,5,Record Infinity Data and Return the Pallet | Record Infinity Data and Return the Pallet | None | A | Assembly Operation | Released |  | NO | 02/16/2019 11:53:14:822 | Release
TRP001485,B,3,Record Infinity Data and Return the Pallet | Record Infinity Data and Return the Pallet | None | B | Assembly Operation | Released |  | NO | 02/16/2019 11:53:14:806 | Release
TRP001484,A,5,Operation Training for Laser Mark | Operation Training for Laser Mark | None | A | Assembly Operation | Released |  | NO | 02/16/2019 11:53:14:775 | Release
TRP001483,A,5,Operation Training for Device Functional Tester | Operation Training for Device Functional Tester | None | A | Assembly Operation | Released |  | NO | 02/16/2019 11:53:14:759 | Release
TRP001482,A,6,Operation Training for Rotator Cap Assembly | Operation Training for Rotator Cap Assembly | None | A | Assembly Operation | Released |  | NO | 02/16/2019 11:53:14:728 | Release
TRP001481,A,5,Operation Training for Handle Press | Operation Training for Handle Press | None | A | Assembly Operation | Released |  | NO | 02/16/2019 11:53:14:681 | Release
TRP001480,A,7,Handle assembly #4 | Handle assembly #4 | None | A | Assembly Operation | Released |  | NO | 02/16/2019 11:53:14:666 | Release
TRP001479,A,6,Operation Training for Handle assembly #3 | Operation Training for Handle assembly #3 | None | A | Assembly Operation | Released |  | NO | 02/16/2019 11:53:14:634 | Release
TRP001478,A,5,Operation Training for Handle Assembly #2 | Operation Training for Handle Assembly #2 | None | A | Assembly Operation | Released |  | NO | 02/16/2019 11:53:14:603 | Release
TRP001476,A,6,Operation Training for Pallet Feed | Operation Training for Pallet Feed | None | A | Assembly Operation | Released |  | NO | 02/16/2019 11:53:14:541 | Release
TRP001475,A,8,Clean and Pack Station from Shaft Assembly | Clean and Pack Station from Shaft Assembly | None | A | Assembly Operation | Released |  | NO | 02/16/2019 11:53:14:447 | Release
TRP001474,A,7,Shaft Functional Test / Laser Mark | Shaft Functional Test / Laser Mark | None | A | Assembly Operation | Released |  | NO | 02/16/2019 11:53:14:415 | Release
TRP001472,A,5,Proximal Shaft Assembly Station | Proximal Shaft Assembly Station | None | A | Assembly Operation | Released |  | NO | 02/16/2019 11:53:14:337 | Release
TRP001471,A,5,Outer Tube Crimp Station | Outer Tube Crimp Station | None | A | Assembly Operation | Released |  | NO | 02/16/2019 11:53:14:306 | Release
TRP001470,A,7,Distal Shaft Assembly Station | Distal Shaft Assembly Station | None | A | Assembly Operation | Released |  | NO | 02/16/2019 11:53:14:275 | Release
TRP001469,A,10,Heat Shrink Active Rod Station | Heat Shrink Active Rod Station | None | A | Assembly Operation | Released |  | NO | 02/16/2019 11:53:14:244 | Release
TRP001468,A,7,Electrode Welder Assembly | Electrode Welder Assembly | None | A | Assembly Operation | Released |  | NO | 02/16/2019 11:53:14:212 | Release
TRP001464,A,7,Jaw Glue Application Station | Jaw Glue Application Station | None | A | Assembly Operation | Released |  | NO | 02/16/2019 11:53:14:087 | Release
SRC002695,A,2,FGQA Device Gap Measurement | FGQA Device Gap Measurement | Infinity Project | A | Software (Source Code) | Released |  | NO | 02/16/2019 11:48:46:398 | Release
SRC002695,B,4,Gap Measurement Device QS Brick 149 | Gap Measurement Device QS Brick 149 | Infinity Project | B | Software (Source Code) | Released |  | NO | 02/16/2019 11:48:46:398 | Release
SRC002694,A,2,FGQA Jaw Gap Measurement Shaft | FGQA Jaw Gap Measurement Shaft | Infinity Project | A | Software (Source Code) | Released |  | NO | 02/16/2019 11:48:46:351 | Release
SRC002694,B,3,Gap Mesaurment Shaft QS Brick 147 | Gap Mesaurment Shaft QS Brick 147 | Infinity Project | B | Software (Source Code) | Released |  | NO | 02/16/2019 11:48:46:335 | Release
SRC002693,A,2,FGQA Device Functional Test | FGQA Device Functional Test | Infinity Project | A | Software (Source Code) | Released |  | NO | 02/16/2019 11:48:46:304 | Release
SRC002693,B,3,Device Final Test QS Brick 149 | Device Final Test QS Brick 149 | Infinity Project | B | Software (Source Code) | Released |  | NO | 02/16/2019 11:48:46:288 | Release
SRC002692,A,2,FGQA Shaft Functional Test | FGQA Shaft Functional Test | Infinity Project | A | Software (Source Code) | Released |  | NO | 02/16/2019 11:48:46:241 | Release
SRC002692,B,3,Shaft Final Test QS Brick 147 | Shaft Final Test QS Brick 147 | Infinity Project | B | Software (Source Code) | Released |  | NO | 02/16/2019 11:48:46:226 | Release
SRC002656,A,2,Brick Torque Test Machine | Brick Torque Test Machine | Infinity Project | A | Software (Source Code) | Released |  | NO | 02/16/2019 11:48:45:647 | Release
SRC002656,B,3,Torque Device Brick 149 | Torque Device Brick 149 | Infinity Project | B | Software (Source Code) | Released |  | NO | 02/16/2019 11:48:45:632 | Release
SRC002625,A,1,Software for Heat Shrink Station E17123 for Brick Line #147 | Software for Heat Shrink Station E17123 for Brick Line #147 | Equipment Software | A | Software (Source Code) | Released |  | NO | 02/16/2019 11:48:44:569 | Release
SRC002624,A,1,Software for Electrode Assembly E17119 for Brick Line #147 | Software for Electrode Assembly E17119 for Brick Line #147 | Equipment Software | A | Software (Source Code) | Released |  | NO | 02/16/2019 11:48:44:522 | Release
SRC002598,B,3,EEPROM Brick Parameter File - Marketing/Sales Demos | EEPROM Brick Parameter File - Marketing/Sales Demos | Product Software/Firmware | B | Software (Source Code) | Released |  | NO | 02/16/2019 11:48:43:444 | Release
SRC002598,A,5,EEPROM Brick Parameter File - Marketing/Sales Demos | EEPROM Brick Parameter File - Marketing/Sales Demos | Product Software/Firmware | A | Software (Source Code) | Released |  | NO | 02/16/2019 11:48:43:429 | Release
SRC002598,C,3,EEPROM Brick Parameter File - Marketing/Sales Demos | EEPROM Brick Parameter File - Marketing/Sales Demos | Product Software/Firmware | C | Software (Source Code) | Released |  | NO | 02/16/2019 11:48:43:413 | Release
SRC002597,B,2,EEPROM Brick Parameter Files | EEPROM Brick Parameter Files | Product Software/Firmware | B | Software (Source Code) | Released |  | NO | 02/16/2019 11:48:43:382 | Release
SRC002597,A,3,EEPROM Brick Parameter Files | EEPROM Brick Parameter Files | Product Software/Firmware | A | Software (Source Code) | Released |  | NO | 02/16/2019 11:48:43:366 | Release
SRC002597,C,3,EEPROM Brick Parameter Files | EEPROM Brick Parameter Files | Product Software/Firmware | C | Software (Source Code) | Released |  | NO | 02/16/2019 11:48:43:319 | Release
SRC002585,A,2,EEPROM Parameter File for ENSEAL Large Jaw (Brick), Marketing, Sales | EEPROM Parameter File for ENSEAL Large Jaw (Brick), Marketing, Sales | Product Software/Firmware | A | Software (Source Code) | Released |  | NO | 02/16/2019 11:48:42:991 | Release
SRC002575,A,1,Software for Torque Test Equipment E17140 | Software for Torque Test Equipment E17140 | Equipment Software | A | Software (Source Code) | Released |  | NO | 02/16/2019 11:48:42:772 | Release
SRC002571,A,1,Software for Medical Cleaning Station E17226 | Software for Medical Cleaning Station E17226 | Equipment Software | A | Software (Source Code) | Released |  | NO | 02/16/2019 11:48:42:554 | Release
SRC002569,A,1,Software for Shaft Functional Tester Equipment E17128 | Software for Shaft Functional Tester Equipment E17128 | Equipment Software | A | Software (Source Code) | Released |  | NO | 02/16/2019 11:48:42:476 | Release
SRC002568,A,1,Software for Silicone Dip and Cure Station E17127 | Software for Silicone Dip and Cure Station E17127 | Equipment Software | A | Software (Source Code) | Released |  | NO | 02/16/2019 11:48:42:429 | Release
SRC002567,A,1,Software for Sahft Assembly Equipment E17124, E17125 and E17126 | Software for Sahft Assembly Equipment E17124, E17125 and E17126 | Equipment Software | A | Software (Source Code) | Released |  | NO | 02/16/2019 11:48:42:413 | Release
SRC002566,A,1,Software for Electrode Welder Station E17122 | Software for Electrode Welder Station E17122 | Equipment Software | A | Software (Source Code) | Released |  | NO | 02/16/2019 11:48:42:382 | Release
SRC002564,A,1,Software for Jaw Glue Cure Oven E17120 | Software for Jaw Glue Cure Oven E17120 | Equipment Software | A | Software (Source Code) | Released |  | NO | 02/16/2019 11:48:42:304 | Release
SRC002563,A,1,Software for Jaw Glue Application Station E17117 | Software for Jaw Glue Application Station E17117 | Equipment Software | A | Software (Source Code) | Released |  | NO | 02/16/2019 11:48:42:288 | Release
SRC002539,A,2,Gap Measurement Device | Gap Measurement Device | Infinity Project | A | Software (Source Code) | Released |  | NO | 02/16/2019 11:48:41:507 | Release
SRC002539,B,3,Gap Measurement Device Brick 149 | Gap Measurement Device Brick 149 | Infinity Project | B | Software (Source Code) | Released |  | NO | 02/16/2019 11:48:41:507 | Release
SRC002538,A,2,Jaw Gap Measurement Shaft | Jaw Gap Measurement Shaft | Infinity Project | A | Software (Source Code) | Released |  | NO | 02/16/2019 11:48:41:382 | Release
SRC002538,B,3,Gap Measurement Shaft Brick 147 | Gap Measurement Shaft Brick 147 | Infinity Project | B | Software (Source Code) | Released |  | NO | 02/16/2019 11:48:41:366 | Release
SRC002535,A,3,Device Functional Test (MAS LINE) | Device Functional Test (MAS LINE) | Infinity Project | A | Software (Source Code) | Released |  | NO | 02/16/2019 11:48:41:272 | Release
SRC002535,B,4,Device Final Test Brick 149 | Device Final Test Brick 149 | Infinity Project | B | Software (Source Code) | Released |  | NO | 02/16/2019 11:48:41:257 | Release
SRC002534,A,4,Shaft Funtional Test | Shaft Funtional Test | Infinity Project | A | Software (Source Code) | Released |  | NO | 02/16/2019 11:48:41:226 | Release
SRC002534,B,3,Shaft Final Test Brick 147 | Shaft Final Test Brick 147 | Infinity Project | B | Software (Source Code) | Released |  | NO | 02/16/2019 11:48:41:226 | Release
SRC002498,A,5,EEPROM Brick Parameter File | EEPROM Brick Parameter File | Product Software/Firmware | A | Software (Source Code) | Released |  | NO | 02/16/2019 11:48:39:272 | Release
SPE003294,A,2,Lubricomp EX03599H Light Grey | Lubricomp EX03599H Light Grey | Raw Material Specification | A | Specification | Released |  | NO | 02/16/2019 11:46:55:928 | Release
SPE003188,A,3,Ultem HU2210 | Ultem HU2210 | Raw Material Specification | A | Specification | Released |  | NO | 02/16/2019 11:46:50:943 | Release
SPE003188,B,3,Ultem HU2210 | Ultem HU2210 | Raw Material Specification | B | Specification | Released |  | NO | 02/16/2019 11:46:50:928 | Release
SPE002893,A,5,Thermec 5350 | Thermec 5350 | Raw Material Specification | A | Specification | Released |  | NO | 02/16/2019 11:46:40:084 | Release
SPE002893,B,1,Thermec 5350 | Thermec 5350 | Raw Material Specification | B | Specification | Released |  | NO | 02/16/2019 11:46:40:068 | Release
SCN061527,A,1,DCM_00NSLX120L_EO | DCM_00NSLX120L_EO | Sterilization Documentation | A | Scanned (Hardcopy) Item | In Review |  | NO | 02/16/2019 11:44:58:364 | WIP
SCN058558,A,2,Oasis Lite Guidelines and Recommendations | Oasis Lite Guidelines and Recommendations | Packaging Documentation | A | Scanned (Hardcopy) Item | Released |  | NO | 02/16/2019 11:44:35:052 | Release
SCN058558,B,4,Oasis Lite Guidelines and Recommendations | Oasis Lite Guidelines and Recommendations | Packaging Documentation | B | Scanned (Hardcopy) Item | Released |  | NO | 02/16/2019 11:44:35:036 | Release
SCN055609,A,1,Meeting Mintures: Tissue Pinching MR Review | Meeting Mintures: Tissue Pinching MR Review | Risk Management Review Meeting Minutes | A | Scanned (Hardcopy) Item | Released |  | NO | 02/16/2019 11:44:23:755 | Release
SCN055609,B,2,Meeting Mintures: Tissue Pinching MR Review | Meeting Mintures: Tissue Pinching MR Review | Risk Management Review Meeting Minutes | B | Scanned (Hardcopy) Item | Released |  | NO | 02/16/2019 11:44:23:739 | Release
SCN052943,A,12,NSLX120L Equivalency Rationale for Procedure Packs | NSLX120L Equivalency Rationale for Procedure Packs | Packaging Documentation | A | Scanned (Hardcopy) Item | Released |  | NO | 02/16/2019 11:44:11:739 | Release
SCN048858,A,3,Brick Final Risk Management Review Meeting | Brick Final Risk Management Review Meeting | Risk Management Review Meeting Minutes | A | Scanned (Hardcopy) Item | Released |  | NO | 02/16/2019 11:43:43:036 | Release
SCN048651,A,4,Brick Process FMEA MR Review | Brick Process FMEA MR Review | Risk Management Review Meeting Minutes | A | Scanned (Hardcopy) Item | Released |  | NO | 02/16/2019 11:43:40:223 | Release
SCN048025,A,1,G10002 Qualification Summary for Project Brick | G10002 Qualification Summary for Project Brick | Design Review Documents | A | Scanned (Hardcopy) Item | Working |  | NO | 02/16/2019 11:43:37:239 | WIP
SCN047747,A,4,Brick/Floyd User Decision Management Review | Brick/Floyd User Decision Management Review | Risk Management Review Meeting Minutes | A | Scanned (Hardcopy) Item | Released |  | NO | 02/16/2019 11:43:34:411 | Release
SCN047746,A,3,Brick/Floyd Inadvertent Energy Application Management Review | Brick/Floyd Inadvertent Energy Application Management Review | Risk Management Review Meeting Minutes | A | Scanned (Hardcopy) Item | Released |  | NO | 02/16/2019 11:43:34:379 | Release
SCN047746,B,4,Brick/Floyd Inadvertent Energy Application Management Review | Brick/Floyd Inadvertent Energy Application Management Review | Risk Management Review Meeting Minutes | B | Scanned (Hardcopy) Item | Released |  | NO | 02/16/2019 11:43:34:364 | Release
SCN047478,A,2,NSLX120L (Project Brick) Approval To Sterilize Memo | NSLX120L (Project Brick) Approval To Sterilize Memo | Sterilization Documentation | A | Scanned (Hardcopy) Item | Released |  | NO | 02/16/2019 11:43:31:676 | Release
SCN044302,A,1,Brick/Floyd Reliability Tester | Brick/Floyd Reliability Tester | Equipment Design Approval | A | Scanned (Hardcopy) Item | Released |  | NO | 02/16/2019 11:43:10:113 | Release
SCN043481,A,3,Brick/Floyd Front Button Risk Review Minutes | Brick/Floyd Front Button Risk Review Minutes | Risk Management Review Meeting Minutes | A | Scanned (Hardcopy) Item | Released |  | NO | 02/16/2019 11:43:05:379 | Release
SCN041766,A,2,Brick Risk Management Review for Lockout | Brick Risk Management Review for Lockout | Risk Management Review Meeting Minutes | A | Scanned (Hardcopy) Item | Released |  | NO | 02/16/2019 11:42:52:285 | Release
SCN041766,B,4,Brick Risk Management Review for Lockout | Brick Risk Management Review for Lockout | Risk Management Review Meeting Minutes | B | Scanned (Hardcopy) Item | Released |  | NO | 02/16/2019 11:42:52:269 | Release
SCN035297,A,2,Brick Bailout Management Review | Brick Bailout Management Review | Risk Management Review Meeting Minutes | A | Scanned (Hardcopy) Item | Released |  | NO | 02/16/2019 11:41:39:238 | Release
SCN031850,A,6,Brick Quality Assurance Plan | Brick Quality Assurance Plan | Quality Assurance Plan | A | Scanned (Hardcopy) Item | Released |  | NO | 02/16/2019 11:41:20:300 | Release
SCN031850,B,2,Brick Quality Assurance Plan | Brick Quality Assurance Plan | Quality Assurance Plan | B | Scanned (Hardcopy) Item | Released |  | NO | 02/16/2019 11:41:20:284 | Release
SCN031850,D,5,Brick Quality Assurance Plan | Brick Quality Assurance Plan | Quality Assurance Plan | D | Scanned (Hardcopy) Item | Released |  | NO | 02/16/2019 11:41:20:284 | Release
SCN031850,C,1,Brick Quality Assurance Plan | Brick Quality Assurance Plan | Quality Assurance Plan | C | Scanned (Hardcopy) Item | Released |  | NO | 02/16/2019 11:41:20:269 | Release
SCN031850,E,4,Brick Quality Assurance Plan | Brick Quality Assurance Plan | Quality Assurance Plan | E | Scanned (Hardcopy) Item | Released |  | NO | 02/16/2019 11:41:20:222 | Release
SCN030175,J,2,BRICK Team Roster | BRICK Team Roster | Team Roster | J | Scanned (Hardcopy) Item | Released |  | NO | 02/16/2019 11:41:09:206 | Release
SCN030175,L,2,BRICK Team Roster | BRICK Team Roster | Team Roster | L | Scanned (Hardcopy) Item | Released |  | NO | 02/16/2019 11:41:09:206 | Release
SCN030175,K,2,BRICK Team Roster | BRICK Team Roster | Team Roster | K | Scanned (Hardcopy) Item | Released |  | NO | 02/16/2019 11:41:09:190 | Release
SCN030175,M,2,BRICK Team Roster | BRICK Team Roster | Team Roster | M | Scanned (Hardcopy) Item | Released |  | NO | 02/16/2019 11:41:09:159 | Release
SCN030175,N,2,BRICK Team Roster | BRICK Team Roster | Team Roster | N | Scanned (Hardcopy) Item | Released |  | NO | 02/16/2019 11:41:09:144 | Release
SCN030175,G,2,BRICK Team Roster | BRICK Team Roster | Team Roster | G | Scanned (Hardcopy) Item | Released |  | NO | 02/16/2019 11:41:09:128 | Release
SCN030175,H,2,BRICK Team Roster | BRICK Team Roster | Team Roster | H | Scanned (Hardcopy) Item | Released |  | NO | 02/16/2019 11:41:09:112 | Release
SCN030175,P,2,BRICK Team Roster | BRICK Team Roster | Team Roster | P | Scanned (Hardcopy) Item | Released |  | NO | 02/16/2019 11:41:09:112 | Release
SCN030175,R,2,BRICK Team Roster | BRICK Team Roster | Team Roster | R | Scanned (Hardcopy) Item | Released |  | NO | 02/16/2019 11:41:09:081 | Release
SCN013028,L,1,Clinical Expert Report - Enseal and Endopath Bipolar Electrosurgical Instruments and Accessories | Clinical Expert Report - Enseal and Endopath Bipolar Electrosurgical Instruments and Accessories | CER (Clinical Expert Report) | L | Scanned (Hardcopy) Item | Released |  | NO | 02/16/2019 11:36:17:282 | Release
SCN013028,M,2,Clinical Expert Report - Enseal and Endopath Bipolar Electrosurgical Instruments and Accessories | Clinical Expert Report - Enseal and Endopath Bipolar Electrosurgical Instruments and Accessories | CER (Clinical Expert Report) | M | Scanned (Hardcopy) Item | Released |  | NO | 02/16/2019 11:36:17:125 | Release
RMD001282,A,2,Project Brick (NSLX120L) Package DFMEA | Project Brick (NSLX120L) Package DFMEA | Design FMEA (packaging)-Legacy | A | Risk Management Document | Released |  | NO | 02/16/2019 11:33:30:874 | Release
RMD001262,A,2,Project Brick - Fault Tree (FTA) | Project Brick - Fault Tree (FTA) | Design FMEA (device)-Legacy | A | Risk Management Document | Released |  | NO | 02/16/2019 11:33:30:655 | Release
RMD001261,C,2,Project Brick - DFMEA | Project Brick - DFMEA | Design FMEA (device)-Legacy | C | Risk Management Document | Released |  | NO | 02/16/2019 11:33:30:624 | Release
RMD001261,A,1,Project Brick - DFMEA | Project Brick - DFMEA | Design FMEA (device)-Legacy | A | Risk Management Document | Released |  | NO | 02/16/2019 11:33:30:608 | Release
RMD001261,B,2,Project Brick - DFMEA | Project Brick - DFMEA | Design FMEA (device)-Legacy | B | Risk Management Document | Released |  | NO | 02/16/2019 11:33:30:608 | Release
RMD001261,D,6,Project Brick - DFMEA | Project Brick - DFMEA | Design FMEA (device)-Legacy | D | Risk Management Document | Released |  | NO | 02/16/2019 11:33:30:593 | Release
PRC086087,A,3,Brick Sealer E17141 Tool Seal DoE for Tray P000221P02 | Brick Sealer E17141 Tool Seal DoE for Tray P000221P02 | None | A | Engineering Study | Released |  | NO | 02/16/2019 11:31:11:029 | Release
PRC084345,A,7,Production MIM Tool Validation | Production MIM Tool Validation | None | A | Engineering Study | Released |  | NO | 02/16/2019 11:30:51:716 | Release
PRC084345,B,2,Production MIM Tool Validation | Production MIM Tool Validation | None | B | Engineering Study | Released |  | NO | 02/16/2019 11:30:51:701 | Release
PRC084096,A,4,Brick Bioburden study for CEA Onanon Cable SPCR | Brick Bioburden study for CEA Onanon Cable SPCR | None | A | Engineering Study | Released |  | NO | 02/16/2019 11:30:48:841 | Release
PRC083303,A,5,Brick Bioburden Testing Following Cable Supplier Change from CEA to Peters Technologies | Brick Bioburden Testing Following Cable Supplier Change from CEA to Peters Technologies | None | A | Engineering Study | Released |  | NO | 02/16/2019 11:30:40:654 | Release
PRC081269,A,1,Brick Active Rod Automated Equipment Bioburden Study | Brick Active Rod Automated Equipment Bioburden Study | None | A | Engineering Study | Released |  | NO | 02/16/2019 11:30:14:076 | Release
PRC081112,A,3,Rapid BBT Transfer Pilot Run ¦ Independencia | Rapid BBT Transfer Pilot Run ¦ Independencia | Protocol - Other | A | Protocol | Released |  | NO | 02/16/2019 11:30:11:310 | Release
PRC079820,A,3,Burr Acceptance Criteria for Brick Jaws | Burr Acceptance Criteria for Brick Jaws | None | A | Engineering Study | Released |  | NO | 02/16/2019 11:29:53:138 | Release
PRC079820,B,2,Burr Acceptance Criteria for Brick Jaws | Burr Acceptance Criteria for Brick Jaws | None | B | Engineering Study | Released |  | NO | 02/16/2019 11:29:53:122 | Release
PRC078899,A,11,Kindle 1B Test 1 Package System Approval Protocol | Kindle 1B Test 1 Package System Approval Protocol | Protocol Packaging | A | Protocol | Released |  | NO | 02/16/2019 11:29:41:981 | Release
PRC076494,A,3,Project Brick EO Cycle per PS4077 Sterilization Validation (Bioburden, NPRT, B&F) | Project Brick EO Cycle per PS4077 Sterilization Validation (Bioburden, NPRT, B&F) | None | A | Completion Report | Released |  | NO | 02/16/2019 11:29:11:341 | Release
PRC076493,A,3,Project Brick EO Cycle per PS4077 Sterilization Validation (Bioburden, NPRT, B&F) | Project Brick EO Cycle per PS4077 Sterilization Validation (Bioburden, NPRT, B&F) | Sterilization Validation | A | Protocol | Released |  | NO | 02/16/2019 11:29:11:309 | Release
PRC076312,A,4,Completion Report Proficient for FGQA and Process Test for Brick Shaft Functional Test Line 147 | Completion Report Proficient for FGQA and Process Test for Brick Shaft Functional Test Line 147 | None | A | Completion Report | Released |  | NO | 02/16/2019 11:29:09:075 | Release
PRC076311,A,5,Infinity Proficient 3.3 for Shaft Functional Test | Infinity Proficient 3.3 for Shaft Functional Test | Protocol - Other | A | Protocol | Released |  | NO | 02/16/2019 11:29:09:044 | Release
PRC075825,A,3,Project Brick EO Residual Qualification to be Sterilized at Steris El Paso 1 through Cycle 5203 (PS4077) | Project Brick EO Residual Qualification to be Sterilized at Steris El Paso 1 through Cycle 5203 (PS4077) | None | A | Completion Report | Released |  | NO | 02/16/2019 11:29:02:903 | Release
PRC075825,B,3,Project Brick EO Residual Qualification to be Sterilized at Steris El Paso 1 through Cycle 5203 (PS4077) | Project Brick EO Residual Qualification to be Sterilized at Steris El Paso 1 through Cycle 5203 (PS4077) | None | B | Completion Report | Released |  | NO | 02/16/2019 11:29:02:872 | Release
PRC075824,A,3,Project Brick EO Residual Qualification to be Sterilized at Steris El Paso 1 through Cycle 5203 (PS4077) | Project Brick EO Residual Qualification to be Sterilized at Steris El Paso 1 through Cycle 5203 (PS4077) | Sterilization Validation | A | Protocol | Released |  | NO | 02/16/2019 11:29:02:841 | Release
PRC075824,B,2,Project Brick EO Residual Qualification to be Sterilized at Steris El Paso 1 through Cycle 5203 (PS4077) | Project Brick EO Residual Qualification to be Sterilized at Steris El Paso 1 through Cycle 5203 (PS4077) | Sterilization Validation | B | Protocol | Released |  | NO | 02/16/2019 11:29:02:825 | Release
PRC075474,A,2,Attribute GRnR to Evaluate the Vision System of the Proximal Shaft Assembly for Brick | Attribute GRnR to Evaluate the Vision System of the Proximal Shaft Assembly for Brick | None | A | Engineering Study | Released |  | NO | 02/16/2019 11:29:00:231 | Release
PRC075382,A,1,Evaluate the Vision System Gage R & R for the Distal Shaft Assembly - Project Brick | Evaluate the Vision System Gage R & R for the Distal Shaft Assembly - Project Brick | None | A | Engineering Study | Released |  | NO | 02/16/2019 11:28:59:403 | Release
PRC075311,A,3,Microbiological D-value / Comparative Resistance Testing for Brick (NSLX120L) | Microbiological D-value / Comparative Resistance Testing for Brick (NSLX120L) | None | A | Engineering Study | Released |  | NO | 02/16/2019 11:28:58:887 | Release
PRC075311,B,4,Microbiological D-value / Comparative Resistance Testing for Brick (NSLX120L) | Microbiological D-value / Comparative Resistance Testing for Brick (NSLX120L) | None | B | Engineering Study | Released |  | NO | 02/16/2019 11:28:58:887 | Release
PRC075311,C,1,Microbiological D-value / Comparative Resistance Testing for Brick (NSLX120L) | Microbiological D-value / Comparative Resistance Testing for Brick (NSLX120L) | None | C | Engineering Study | Released |  | NO | 02/16/2019 11:28:58:872 | Release
PRC075284,A,1,Package Sealing Operational Qualification | Package Sealing Operational Qualification | Protocol Operation Qualification | A | Protocol | Released |  | NO | 02/16/2019 11:28:58:684 | Release
PRC074850,A,8,Criticaly Assessment for End of line Packaging equipment Brick line | Criticaly Assessment for End of line Packaging equipment Brick line | None | A | Engineering Study | Released |  | NO | 02/16/2019 11:28:55:106 | Release
PRC074622,A,6,Vision System Gage R&R in Equipment E17132 of Brick Line - Characterization in OP20 | Vision System Gage R&R in Equipment E17132 of Brick Line - Characterization in OP20 | None | A | Engineering Study | Released |  | NO | 02/16/2019 11:28:53:481 | Release
PRC074622,B,3,Vision System Gage R&R in Equipment E17132 of Brick Line - Characterization in OP20 | Vision System Gage R&R in Equipment E17132 of Brick Line - Characterization in OP20 | None | B | Engineering Study | Released |  | NO | 02/16/2019 11:28:53:465 | Release
PRC074523,A,4,Process Characterization Medical cleaning station | Process Characterization Medical cleaning station | None | A | Engineering Study | Released |  | NO | 02/16/2019 11:28:52:137 | Release
PRC069706,A,3,Project Brick Dry Heat Evaluation | Project Brick Dry Heat Evaluation | None | A | Engineering Study | Released |  | NO | 02/16/2019 11:28:06:434 | Release
DC001501,H,2,Project BRICK Design Plan | Project BRICK Design Plan | None | H | Design Plan | Released |  | NO | 02/16/2019 11:20:32:117 | Release
DC001501,J,3,Project BRICK Design Plan | Project BRICK Design Plan | None | J | Design Plan | Released |  | NO | 02/16/2019 11:20:32:117 | Release
DC001501,L,2,Project BRICK Design Plan | Project BRICK Design Plan | None | L | Design Plan | Released |  | NO | 02/16/2019 11:20:32:102 | Release
DC001501,K,2,Project BRICK Design Plan | Project BRICK Design Plan | None | K | Design Plan | Released |  | NO | 02/16/2019 11:20:32:086 | Release
DC001501,C,2,Project BRICK Design Plan | Project BRICK Design Plan | None | C | Design Plan | Released |  | NO | 02/16/2019 11:20:32:055 | Release
DC001501,B,2,Project BRICK Design Plan | Project BRICK Design Plan | None | B | Design Plan | Released |  | NO | 02/16/2019 11:20:32:039 | Release
DC001501,M,3,Project BRICK Design Plan | Project BRICK Design Plan | None | M | Design Plan | Released |  | NO | 02/16/2019 11:20:31:992 | Release
PR001437,A,3,Visual Aid For Device Final Visual Inspection | Visual Aid For Device Final Visual Inspection | Photographic Document | A | General Processing Document | Released |  | NO | 02/16/2019 11:13:02:223 | Release
PR001437,B,3,Visual Aid For Device Final Visual Inspection | Visual Aid For Device Final Visual Inspection | Photographic Document | B | General Processing Document | Released |  | NO | 02/16/2019 11:13:02:207 | Release
PR001435,A,5,Visual Aid For Brick Shaft Shims Selection | Visual Aid For Brick Shaft Shims Selection | Photographic Document | A | General Processing Document | Released |  | NO | 02/16/2019 11:13:02:082 | Release
PR001429,A,5,Visual Aids for visual inspection Shaft/Device | Visual Aids for visual inspection Shaft/Device | Photographic Document | A | General Processing Document | Released |  | NO | 02/16/2019 11:13:01:942 | Release
PR001419,A,6,Visual Aid For Brick Packaging Inspection | Visual Aid For Brick Packaging Inspection | Photographic Document | A | General Processing Document | Released |  | NO | 02/16/2019 11:13:01:145 | Release
PR001417,A,3,Visual Aid for Brick Shaft Reclamation Mark | Visual Aid for Brick Shaft Reclamation Mark | Photographic Document | A | General Processing Document | Released |  | NO | 02/16/2019 11:13:01:004 | Release
PR001416,A,3,Visual Aid for Brick Device Reclamation Matrix | Visual Aid for Brick Device Reclamation Matrix | Photographic Document | A | General Processing Document | Released |  | NO | 02/16/2019 11:13:00:942 | Release
PR001415,A,7,Visual Aid for Brick Shaft Reclamation Matrix | Visual Aid for Brick Shaft Reclamation Matrix | Photographic Document | A | General Processing Document | Released |  | NO | 02/16/2019 11:13:00:879 | Release
PR001414,A,6,Visual Aid for Brick to Identify Non-Acceptable adhesive in the Jaws | Visual Aid for Brick to Identify Non-Acceptable adhesive in the Jaws | Photographic Document | A | General Processing Document | Released |  | NO | 02/16/2019 11:13:00:817 | Release
PR001413,A,7,Visual Aid for Silicon Presence | Visual Aid for Silicon Presence | Photographic Document | A | General Processing Document | Released |  | NO | 02/16/2019 11:13:00:770 | Release
PR001412,A,8,Visual Aid for Brick Upper Electrode Weld | Visual Aid for Brick Upper Electrode Weld | Photographic Document | A | General Processing Document | Released |  | NO | 02/16/2019 11:13:00:707 | Release
PR001411,A,6,Visual Aid for Brick Lower Electrode Weld | Visual Aid for Brick Lower Electrode Weld | Photographic Document | A | General Processing Document | Released |  | NO | 02/16/2019 11:13:00:660 | Release
PR001410,A,9,Visual Aid for Shaft Clean and Pack Cosmetic Defects | Visual Aid for Shaft Clean and Pack Cosmetic Defects | Photographic Document | A | General Processing Document | Released |  | NO | 02/16/2019 11:13:00:598 | Release
SCN062402,A,1,Approval Letter for MPS New Xerox Nuvera Equipment | Approval Letter for MPS New Xerox Nuvera Equipment | None | A | Scanned (Hardcopy) Item | Released |  | NO | 02/16/2019 06:33:54:249 | Release
SCN061707,A,1,1812-0044 CSZ 2 PRC088367 Brick Test PR001321_12-06-18 | 1812-0044 CSZ 2 PRC088367 Brick Test PR001321_12-06-18 | RDL Test Data | A | Scanned (Hardcopy) Item | Released |  | NO | 02/16/2019 06:33:42:420 | Release
SCN061700,A,1,Phil Clauda Vessel Measurement 12-04-18 | Phil Clauda Vessel Measurement 12-04-18 | RDL Test Data | A | Scanned (Hardcopy) Item | Released |  | NO | 02/16/2019 06:33:42:295 | Release
SCN061636,A,1,1812-0020 CSZ 2 Brick Test PR001321_12-03-18 | 1812-0020 CSZ 2 Brick Test PR001321_12-03-18 | RDL Test Data | A | Scanned (Hardcopy) Item | Released |  | NO | 02/16/2019 06:33:41:202 | Release
SCN060928,A,1,D37314P01 and D39046P01 Lower Jaw And Test Puck | D37314P01 and D39046P01 Lower Jaw And Test Puck | None | A | Scanned (Hardcopy) Item | Released |  | NO | 02/16/2019 06:33:30:467 | Release
SCN059452,A,1,D37314P01 Lower Jaw | D37314P01 Lower Jaw | None | A | Scanned (Hardcopy) Item | Released |  | NO | 02/16/2019 06:33:01:389 | Release
SCN059278,A,1,1808-0137 Eric Roberson Brick Shroud Assembly CT Images Test | 1808-0137 Eric Roberson Brick Shroud Assembly CT Images Test | RDL Test Data | A | Scanned (Hardcopy) Item | Released |  | NO | 02/16/2019 06:32:55:998 | Release
SCN059186,A,1,D37314P01 Lower Jaw | D37314P01 Lower Jaw | None | A | Scanned (Hardcopy) Item | Released |  | NO | 02/16/2019 06:32:53:264 | Release
SCN059177,A,1,PRC086731A Eric Roberson Project Brick Hipot Test | PRC086731A Eric Roberson Project Brick Hipot Test | RDL Test Data | A | Scanned (Hardcopy) Item | Released |  | NO | 02/16/2019 06:32:52:983 | Release
SCN059000,A,1,1807-0158 CSZ PRC086731 Brick Report PR001321_07-25-18 | 1807-0158 CSZ PRC086731 Brick Report PR001321_07-25-18 | RDL Test Data | A | Scanned (Hardcopy) Item | Released |  | NO | 02/16/2019 06:32:47:654 | Release
SCN059000,B,2,1807-0158 CSZ PRC086731 Brick Report PR001321_07-25-18 | 1807-0158 CSZ PRC086731 Brick Report PR001321_07-25-18 | RDL Test Data | B | Scanned (Hardcopy) Item | Released |  | NO | 02/16/2019 06:32:47:654 | Release
SCN058659,A,1,1806-0238 Phil Clauda Brick Shroud Assembly CT Test | 1806-0238 Phil Clauda Brick Shroud Assembly CT Test | RDL Test Data | A | Scanned (Hardcopy) Item | Released |  | NO | 02/16/2019 06:32:39:639 | Release
SCN058628,A,1,D37314P01 Lower Jaw (Assett 222396) | D37314P01 Lower Jaw (Assett 222396) | None | A | Scanned (Hardcopy) Item | Released |  | NO | 02/16/2019 06:32:38:670 | Release
SCN057851,A,2,D37314P01 Lower Jaw | D37314P01 Lower Jaw | None | A | Scanned (Hardcopy) Item | Released |  | NO | 02/16/2019 06:32:20:920 | Release
SCN057157,A,1,Elaine Gossard Brick Claim Testing 04-12-18 | Elaine Gossard Brick Claim Testing 04-12-18 | RDL Test Data | A | Scanned (Hardcopy) Item | Released |  | NO | 02/16/2019 06:32:03:373 | Release
SCN057157,B,2,Elaine Gossard Brick Claim Testing 04-12-18 | Elaine Gossard Brick Claim Testing 04-12-18 | RDL Test Data | B | Scanned (Hardcopy) Item | Released |  | NO | 02/16/2019 06:32:03:357 | Release
SCN057140,A,1,Elaine Gossard Vessel Measurements 04-11-18 | Elaine Gossard Vessel Measurements 04-11-18 | RDL Test Data | A | Scanned (Hardcopy) Item | Released |  | NO | 02/16/2019 06:32:02:857 | Release
SCN057078,A,1,Sudeepa Hall Vessel Measurements 04-05-18 | Sudeepa Hall Vessel Measurements 04-05-18 | RDL Test Data | A | Scanned (Hardcopy) Item | Released |  | NO | 02/16/2019 06:32:01:138 | Release
SCN057048,A,1,Sudeepa Hall Vessel Measurements 04-04-18 | Sudeepa Hall Vessel Measurements 04-04-18 | RDL Test Data | A | Scanned (Hardcopy) Item | Released |  | NO | 02/16/2019 06:32:00:341 | Release
SCN056594,A,2,1803-0017 CSZ 2 PRC084846 Brick PR001321_03-06-18 | 1803-0017 CSZ 2 PRC084846 Brick PR001321_03-06-18 | RDL Test Data | A | Scanned (Hardcopy) Item | Released |  | NO | 02/16/2019 06:31:46:795 | Release
SCN056409,A,1,Eric Johnson Vessel Measurement 02-22-18 _ PRC084566 | Eric Johnson Vessel Measurement 02-22-18 _ PRC084566 | RDL Test Data | A | Scanned (Hardcopy) Item | Released |  | NO | 02/16/2019 06:31:41:263 | Release
SCN056364,A,1,Eric Johnson Vessel Measurement 02-21-18 _ PRC084566A | Eric Johnson Vessel Measurement 02-21-18 _ PRC084566A | RDL Test Data | A | Scanned (Hardcopy) Item | Released |  | NO | 02/16/2019 06:31:39:701 | Release
SCN055955,A,1,PRC082737A_Button Activation-2_01-31-18 | PRC082737A_Button Activation-2_01-31-18 | RDL Test Data | A | Scanned (Hardcopy) Item | Released |  | NO | 02/16/2019 06:31:26:294 | Release
SCN055551,A,1,PRC084131A Eric Roberson Brick HiPot Data 1-18-2018 | PRC084131A Eric Roberson Brick HiPot Data 1-18-2018 | RDL Test Data | A | Scanned (Hardcopy) Item | Released |  | NO | 02/16/2019 06:31:20:013 | Release
SCN055347,A,2,Supplier Approval, D43308G01 | Supplier Approval, D43308G01 | None | A | Scanned (Hardcopy) Item | Released |  | NO | 02/16/2019 06:31:17:716 | Release
SCN055340,A,2,1801-0052 CSZ 2 PRC084227A Brick PR001321_01-10-18 | 1801-0052 CSZ 2 PRC084227A Brick PR001321_01-10-18 | RDL Test Data | A | Scanned (Hardcopy) Item | Released |  | NO | 02/16/2019 06:31:17:435 | Release
SCN055340,B,1,1801-0052 CSZ 2 PRC084227A Brick PR001321_01-10-18 | 1801-0052 CSZ 2 PRC084227A Brick PR001321_01-10-18 | RDL Test Data | B | Scanned (Hardcopy) Item | Released |  | NO | 02/16/2019 06:31:17:419 | Release
SCN055307,A,1,PRC084227A_Button Activation_01-11-18 | PRC084227A_Button Activation_01-11-18 | RDL Test Data | A | Scanned (Hardcopy) Item | Released |  | NO | 02/16/2019 06:31:16:904 | Release
SCN055307,B,2,PRC084227A_Button Activation_01-11-18 | PRC084227A_Button Activation_01-11-18 | RDL Test Data | B | Scanned (Hardcopy) Item | Released |  | NO | 02/16/2019 06:31:16:904 | Release
SCN055237,A,2,PRC082737A_Button Activation_01-09-18 | PRC082737A_Button Activation_01-09-18 | RDL Test Data | A | Scanned (Hardcopy) Item | Released |  | NO | 02/16/2019 06:31:15:372 | Release
SCN055237,B,2,PRC082737A_Button Activation_01-09-18 | PRC082737A_Button Activation_01-09-18 | RDL Test Data | B | Scanned (Hardcopy) Item | Released |  | NO | 02/16/2019 06:31:15:357 | Release
SCN054897,A,2,1712-0085_FTF Lock on Gown | 1712-0085_FTF Lock on Gown | RDL Test Data | A | Scanned (Hardcopy) Item | Released |  | NO | 02/16/2019 06:31:06:825 | Release
SCN054574,A,1,6 Month RT Aged-FTC_1711-0186 | 6 Month RT Aged-FTC_1711-0186 | RDL Test Data | A | Scanned (Hardcopy) Item | Released |  | NO | 02/16/2019 06:31:00:716 | Release
SCN054492,A,1,Phil Clauda Brick Hipot Testing 11-27-2017 | Phil Clauda Brick Hipot Testing 11-27-2017 | RDL Test Data | A | Scanned (Hardcopy) Item | Released |  | NO | 02/16/2019 06:30:59:638 | Release
SCN054395,A,1,Final Approval letter D37314P01 CA075328C | Final Approval letter D37314P01 CA075328C | None | A | Scanned (Hardcopy) Item | Released |  | NO | 02/16/2019 06:30:58:810 | Release
SCN054355,A,8,NR-0083616 Investigation | NR-0083616 Investigation | None | A | Scanned (Hardcopy) Item | Released |  | NO | 02/16/2019 06:30:58:278 | Release
SCN054173,A,1,ECR0000912 Labeling Memorandum | ECR0000912 Labeling Memorandum | None | A | Scanned (Hardcopy) Item | Released |  | NO | 02/16/2019 06:30:55:388 | Release
SCN054148,A,3,Complaint Summary of VOC Associated with Reposition Jaws and Reactivate (Feb 2017 - Oct 2017) | Complaint Summary of VOC Associated with Reposition Jaws and Reactivate (Feb 2017 - Oct 2017) | None | A | Scanned (Hardcopy) Item | Released |  | NO | 02/16/2019 06:30:55:153 | Release
SCN053474,A,1,RDL - Phil Clauda Vessel Measurement 10-05-17 | RDL - Phil Clauda Vessel Measurement 10-05-17 | RDL Test Data | A | Scanned (Hardcopy) Item | Released |  | NO | 02/16/2019 06:30:37:263 | Release
SCN053176,A,1,Safety Process Approval Memo for EnSeal XL Large Jaw Tissue Sealer Etched Knife Process Changed | Safety Process Approval Memo for EnSeal XL Large Jaw Tissue Sealer Etched Knife Process Changed | None | A | Scanned (Hardcopy) Item | Released |  | NO | 02/16/2019 06:30:26:934 | Release
SCN052809,A,2,Infinity Data Op 80 Device Functional Tester Line 149 | Infinity Data Op 80 Device Functional Tester Line 149 | None | A | Scanned (Hardcopy) Item | Released |  | NO | 02/16/2019 06:30:16:012 | Release
SCN052796,A,1,RDL - Scot Harris Vessel Measurement 08-24-17 | RDL - Scot Harris Vessel Measurement 08-24-17 | RDL Test Data | A | Scanned (Hardcopy) Item | Released |  | NO | 02/16/2019 06:30:15:591 | Release
SCN052740,A,2,RDL - 1708-0152 CSZ 3 PRC081033A Brick Report PR001321 | RDL - 1708-0152 CSZ 3 PRC081033A Brick Report PR001321 | RDL Test Data | A | Scanned (Hardcopy) Item | Released |  | NO | 02/16/2019 06:30:13:653 | Release
SCN052737,A,1,RDL - 1708-0151 CSZ 1, 2, 4 PRC081887 Brick PR001321_08-21-17 | RDL - 1708-0151 CSZ 1, 2, 4 PRC081887 Brick PR001321_08-21-17 | RDL Test Data | A | Scanned (Hardcopy) Item | Released |  | NO | 02/16/2019 06:30:13:528 | Release
SCN052342,A,2,Infinity Data for PRC080166 of Shaft Jaw Gap | Infinity Data for PRC080166 of Shaft Jaw Gap | None | A | Scanned (Hardcopy) Item | Released |  | NO | 02/16/2019 06:30:02:919 | Release
SCN052225,A,3,Infinity Data for PRC081436 of Shaft Funtional Tester | Infinity Data for PRC081436 of Shaft Funtional Tester | None | A | Scanned (Hardcopy) Item | Released |  | NO | 02/16/2019 06:29:58:934 | Release
SCN052224,A,3,Infinity Data for PRC081436 of Device Jaw Gap | Infinity Data for PRC081436 of Device Jaw Gap | None | A | Scanned (Hardcopy) Item | Released |  | NO | 02/16/2019 06:29:58:903 | Release
SCN052222,A,3,Infinity Data for PRC081436 of Device Functional Tester | Infinity Data for PRC081436 of Device Functional Tester | None | A | Scanned (Hardcopy) Item | Released |  | NO | 02/16/2019 06:29:58:856 | Release
SCN052157,A,2,Infinity Data Device Functional Tester for PRC081032 | Infinity Data Device Functional Tester for PRC081032 | None | A | Scanned (Hardcopy) Item | Released |  | NO | 02/16/2019 06:29:57:012 | Release
SCN052152,A,1,Safety Process Approval Memo for NSLX120L Active Rod Process Change | Safety Process Approval Memo for NSLX120L Active Rod Process Change | None | A | Scanned (Hardcopy) Item | Released |  | NO | 02/16/2019 06:29:56:903 | Release
SCN052088,A,1,NSLX120L Pack out Memo | NSLX120L Pack out Memo | None | A | Scanned (Hardcopy) Item | Released |  | NO | 02/16/2019 06:29:55:153 | Release
SCN052088,B,1,NSLX120L Pack out Memo | NSLX120L Pack out Memo | None | B | Scanned (Hardcopy) Item | In Review |  | NO | 02/16/2019 06:29:55:153 | WIP
SCN052065,A,3,PRC081032 Shaft Functional Tester Infinity Data | PRC081032 Shaft Functional Tester Infinity Data | None | A | Scanned (Hardcopy) Item | Released |  | NO | 02/16/2019 06:29:54:372 | Release
SCN051822,A,2,Infinity Data for PRC080811 | Infinity Data for PRC080811 | None | A | Scanned (Hardcopy) Item | Released |  | NO | 02/16/2019 06:29:46:903 | Release
SCN051348,A,1,RDL-AML ATL 1705-0198 Todd Brannon 053117 | RDL-AML ATL 1705-0198 Todd Brannon 053117 | RDL Test Data | A | Scanned (Hardcopy) Item | Released |  | NO | 02/16/2019 06:29:35:325 | Release
SCN051106,A,2,Brick OR Package User Validation Seal Strength Rationalization | Brick OR Package User Validation Seal Strength Rationalization | None | A | Scanned (Hardcopy) Item | Released |  | NO | 02/16/2019 06:29:29:793 | Release
SCN050012,A,1,RDL-Vessel Measurements_03-21-17_Phil Clauda | RDL-Vessel Measurements_03-21-17_Phil Clauda | RDL Test Data | A | Scanned (Hardcopy) Item | Released |  | NO | 02/16/2019 06:29:06:324 | Release
SCN049899,A,2,RDL-CSZ 2_Brick-PR001321_03-15-17-PRC079486 | RDL-CSZ 2_Brick-PR001321_03-15-17-PRC079486 | RDL Test Data | A | Scanned (Hardcopy) Item | Released |  | NO | 02/16/2019 06:29:04:137 | Release
SCN049591,A,1,RDL-Scott Bingham_Brick Thermal Temperature Data_2-22-2017-PRC079384 | RDL-Scott Bingham_Brick Thermal Temperature Data_2-22-2017-PRC079384 | RDL Test Data | A | Scanned (Hardcopy) Item | Released |  | NO | 02/16/2019 06:28:56:637 | Release
SCN049472,A,1,RDL-AML ATL 1702-0149 Greg Trees 022217 | RDL-AML ATL 1702-0149 Greg Trees 022217 | RDL Test Data | A | Scanned (Hardcopy) Item | Released |  | NO | 02/16/2019 06:28:53:965 | Release
SCN049283,A,1,RDL-Jon Michael Katt_Brick_Hipot Testing | RDL-Jon Michael Katt_Brick_Hipot Testing | RDL Test Data | A | Scanned (Hardcopy) Item | Released |  | NO | 02/16/2019 06:28:47:449 | Release
SCN049198,A,1,RDL-AML ATL 1702-0031 Matthew Schneider 020317 | RDL-AML ATL 1702-0031 Matthew Schneider 020317 | RDL Test Data | A | Scanned (Hardcopy) Item | Released |  | NO | 02/16/2019 06:28:44:824 | Release
SCN049042,A,1,RDL-Vessel Measurement_01-24-17_Scott Bingham-PRC079054 | RDL-Vessel Measurement_01-24-17_Scott Bingham-PRC079054 | None | A | Scanned (Hardcopy) Item | Released |  | NO | 02/16/2019 06:28:39:340 | Release
SCN048975,A,1,Brick Gages Categorization prior OQPQ Run Confirmation | Brick Gages Categorization prior OQPQ Run Confirmation | None | A | Scanned (Hardcopy) Item | Released |  | NO | 02/16/2019 06:28:37:058 | Release
SCN048949,A,4,Brick Process Specifications Changes from IQ to OQ/PQ | Brick Process Specifications Changes from IQ to OQ/PQ | None | A | Scanned (Hardcopy) Item | Released |  | NO | 02/16/2019 06:28:36:449 | Release
SCN048926,A,2,Brick DR III Close Out Packet | Brick DR III Close Out Packet | DR Close Out Packet | A | Scanned (Hardcopy) Item | Released |  | NO | 02/16/2019 06:28:35:683 | Release
SCN048919,A,2,Brick Equipment Pressure Switch Setting Confirmation | Brick Equipment Pressure Switch Setting Confirmation | None | A | Scanned (Hardcopy) Item | Released |  | NO | 02/16/2019 06:28:35:480 | Release
SCN048864,A,3,Brick Component CRR and I-sheet Visual Packaging Inspection | Brick Component CRR and I-sheet Visual Packaging Inspection | None | A | Scanned (Hardcopy) Item | Released |  | NO | 02/16/2019 06:28:34:137 | Release
SCN048857,A,1,Project Brick: OR Packaging and Setup Validation Video Files | Project Brick: OR Packaging and Setup Validation Video Files | None | A | Scanned (Hardcopy) Item | Released |  | NO | 02/16/2019 06:28:33:933 | Release
SCN048855,A,1,Project Brick: OR Packaging and Setup Validation Video Files | Project Brick: OR Packaging and Setup Validation Video Files | None | A | Scanned (Hardcopy) Item | Released |  | NO | 02/16/2019 06:28:33:824 | Release
SCN048853,A,1,Project Brick: OR Packaging and Setup Validation Video Files | Project Brick: OR Packaging and Setup Validation Video Files | None | A | Scanned (Hardcopy) Item | Released |  | NO | 02/16/2019 06:28:33:730 | Release
SCN048850,A,1,Project Brick: OR Packaging and Setup Validation Video files | Project Brick: OR Packaging and Setup Validation Video files | None | A | Scanned (Hardcopy) Item | Released |  | NO | 02/16/2019 06:28:33:652 | Release
SCN048618,A,1,RDL-Vessel Measurement_12-13-16_Mark Davison-PRC078172 | RDL-Vessel Measurement_12-13-16_Mark Davison-PRC078172 | RDL Test Data | A | Scanned (Hardcopy) Item | Released |  | NO | 02/16/2019 06:28:26:027 | Release
SCN048578,A,4,Brick Assembly Equipment Software Risk Assessment | Brick Assembly Equipment Software Risk Assessment | None | A | Scanned (Hardcopy) Item | Released |  | NO | 02/16/2019 06:28:24:824 | Release
SCN048507,A,2,Component Qualification Summary | Component Qualification Summary | Design Review Documents | A | Scanned (Hardcopy) Item | Released |  | NO | 02/16/2019 06:28:22:855 | Release
SCN048506,A,3,Process Routers for Assembly | Process Routers for Assembly | Design Review Documents | A | Scanned (Hardcopy) Item | Released |  | NO | 02/16/2019 06:28:22:840 | Release
SCN048506,B,2,Process Routers for Assembly | Process Routers for Assembly | Design Review Documents | B | Scanned (Hardcopy) Item | Released |  | NO | 02/16/2019 06:28:22:777 | Release
SCN048446,A,2,RDL-Alexa Miller & Joe Paulowski Brick Hypot_11-29-2016_Hipot Testing-PRC078339 | RDL-Alexa Miller & Joe Paulowski Brick Hypot_11-29-2016_Hipot Testing-PRC078339 | RDL Test Data | A | Scanned (Hardcopy) Item | Released |  | NO | 02/16/2019 06:28:20:918 | Release
SCN048434,A,1,RDL-Vessel Measurement_12-01-16_Jon-Michael Katt | RDL-Vessel Measurement_12-01-16_Jon-Michael Katt | RDL Test Data | A | Scanned (Hardcopy) Item | Released |  | NO | 02/16/2019 06:28:20:543 | Release
SCN048325,A,1,RDL-AML Jon-Michael Katt_11222016 | RDL-AML Jon-Michael Katt_11222016 | RDL Test Data | A | Scanned (Hardcopy) Item | Released |  | NO | 02/16/2019 06:28:17:793 | Release
SCN048318,A,2,Brick Process Control Plan- Device- DRAFT | Brick Process Control Plan- Device- DRAFT | None | A | Scanned (Hardcopy) Item | Released |  | NO | 02/16/2019 06:28:17:621 | Release
SCN048317,A,2,Brick Process Control Plan- Shaft- DRAFT | Brick Process Control Plan- Shaft- DRAFT | None | A | Scanned (Hardcopy) Item | Released |  | NO | 02/16/2019 06:28:17:590 | Release
SCN048316,A,2,Brick FGQA I-Sheet- DRAFT | Brick FGQA I-Sheet- DRAFT | None | A | Scanned (Hardcopy) Item | Released |  | NO | 02/16/2019 06:28:17:558 | Release
SCN048282,A,2,Source Selection Project Brick Sterilizer | Source Selection Project Brick Sterilizer | None | A | Scanned (Hardcopy) Item | Released |  | NO | 02/16/2019 06:28:16:387 | Release
SCN048231,B,2,RDL-RDL - Vessel Measurements 11-10-16_Mark Davison - PRC075987A | RDL-RDL - Vessel Measurements 11-10-16_Mark Davison - PRC075987A | RDL Test Data | B | Scanned (Hardcopy) Item | Released |  | NO | 02/16/2019 06:28:14:199 | Release
SCN048212,A,1,RDL-Vessel Measurements_11-09-16_Mark Davison-PRC077523 | RDL-Vessel Measurements_11-09-16_Mark Davison-PRC077523 | RDL Test Data | A | Scanned (Hardcopy) Item | Released |  | NO | 02/16/2019 06:28:13:418 | Release
SCN048212,B,2,RDL - Vessel Measurements 11-09-16_Mark Davison - PRC075987A | RDL - Vessel Measurements 11-09-16_Mark Davison - PRC075987A | RDL Test Data | B | Scanned (Hardcopy) Item | Released |  | NO | 02/16/2019 06:28:13:371 | Release
SCN048195,A,2,RDL-Brick PR001321_11-08-16-PRC075942 | RDL-Brick PR001321_11-08-16-PRC075942 | RDL Test Data | A | Scanned (Hardcopy) Item | Released |  | NO | 02/16/2019 06:28:12:496 | Release
SCN048152,A,2,Brick Package Design Verification Summary | Brick Package Design Verification Summary | None | A | Scanned (Hardcopy) Item | Released |  | NO | 02/16/2019 06:28:11:121 | Release
SCN048129,A,1,Brick Reclamation Assessment | Brick Reclamation Assessment | None | A | Scanned (Hardcopy) Item | Released |  | NO | 02/16/2019 06:28:10:386 | Release
SCN048078,A,2,Brick EP2 FAI Documentation | Brick EP2 FAI Documentation | None | A | Scanned (Hardcopy) Item | Released |  | NO | 02/16/2019 06:28:09:433 | Release
SCN048077,A,6,Brick EP1.5 FAI Documentation | Brick EP1.5 FAI Documentation | None | A | Scanned (Hardcopy) Item | Released |  | NO | 02/16/2019 06:28:09:418 | Release
SCN047983,A,2,RDL-Method 1.26 Test_Brick-PRC076682 | RDL-Method 1.26 Test_Brick-PRC076682 | RDL Test Data | A | Scanned (Hardcopy) Item | Released |  | NO | 02/16/2019 06:28:06:058 | Release
SCN047982,A,1,RDL-Method 1.22 Test _Brick-PRC076682 | RDL-Method 1.22 Test _Brick-PRC076682 | RDL Test Data | A | Scanned (Hardcopy) Item | Released |  | NO | 02/16/2019 06:28:06:027 | Release
SCN047980,A,2,RDL-Method 1.19Test _Brick-PRC076682 | RDL-Method 1.19Test _Brick-PRC076682 | RDL Test Data | A | Scanned (Hardcopy) Item | Released |  | NO | 02/16/2019 06:28:05:902 | Release
SCN047870,A,1,Project Brick Destruction memo for device imported for PRC073957 and PRC073959 | Project Brick Destruction memo for device imported for PRC073957 and PRC073959 | None | A | Scanned (Hardcopy) Item | Released |  | NO | 02/16/2019 06:28:02:105 | Release
SCN047839,A,3,RDL-Brick_Stuck Knife-Knife Mechanism Abuse Method 1.34-PRC077791 | RDL-Brick_Stuck Knife-Knife Mechanism Abuse Method 1.34-PRC077791 | RDL Test Data | A | Scanned (Hardcopy) Item | Released |  | NO | 02/16/2019 06:28:01:183 | Release
SCN047838,A,1,RDL-Brick_Push Out Test Method 1.15-PRC076882 | RDL-Brick_Push Out Test Method 1.15-PRC076882 | RDL Test Data | A | Scanned (Hardcopy) Item | Released |  | NO | 02/16/2019 06:28:01:136 | Release
SCN047826,A,2,RDL-FTF Knife_Test-PRC077523A | RDL-FTF Knife_Test-PRC077523A | RDL Test Data | A | Scanned (Hardcopy) Item | Released |  | NO | 02/16/2019 06:28:00:839 | Release
SCN047824,A,2,RDL-Brick_Stuck Knife-Knife Mechanism Abuse Method 1.34-PRC077523A | RDL-Brick_Stuck Knife-Knife Mechanism Abuse Method 1.34-PRC077523A | RDL Test Data | A | Scanned (Hardcopy) Item | Released |  | NO | 02/16/2019 06:28:00:777 | Release
SCN047808,A,3,RDL-Torque to Rotate-PRC077523 | RDL-Torque to Rotate-PRC077523 | RDL Test Data | A | Scanned (Hardcopy) Item | Released |  | NO | 02/16/2019 06:28:00:277 | Release
SCN047761,A,1,RDL-Method 1.26 Latch on Gown Test_Brick-PRC076682 | RDL-Method 1.26 Latch on Gown Test_Brick-PRC076682 | RDL Test Data | A | Scanned (Hardcopy) Item | Released |  | NO | 02/16/2019 06:27:58:699 | Release
SCN047633,A,1,RDL-Brick_Shroud Separation Force Method 1.28-PRC076882 | RDL-Brick_Shroud Separation Force Method 1.28-PRC076882 | RDL Test Data | A | Scanned (Hardcopy) Item | Released |  | NO | 02/16/2019 06:27:54:089 | Release
SCN047623,A,1,RDL-Mark Davison_Brick_Screen Captures Brick 9-28-2016 Thermal Test-PRC076882 | RDL-Mark Davison_Brick_Screen Captures Brick 9-28-2016 Thermal Test-PRC076882 | RDL Test Data | A | Scanned (Hardcopy) Item | Released |  | NO | 02/16/2019 06:27:53:964 | Release
SCN047598,A,2,RDL-Method 1.19 Test _Brick-PRC076882 | RDL-Method 1.19 Test _Brick-PRC076882 | RDL Test Data | A | Scanned (Hardcopy) Item | Released |  | NO | 02/16/2019 06:27:53:199 | Release
SCN047597,A,1,RDL-Method 1.22 Test _Brick-PRC076882 | RDL-Method 1.22 Test _Brick-PRC076882 | RDL Test Data | A | Scanned (Hardcopy) Item | Released |  | NO | 02/16/2019 06:27:53:152 | Release
SCN047563,A,2,RDL-Force to Activate Method 1.13-PRC076882 | RDL-Force to Activate Method 1.13-PRC076882 | RDL Test Data | A | Scanned (Hardcopy) Item | Released |  | NO | 02/16/2019 06:27:52:261 | Release
SCN047554,A,2,Brick Algorithm Memo for Marketing/Sales Discussion Points | Brick Algorithm Memo for Marketing/Sales Discussion Points | None | A | Scanned (Hardcopy) Item | Released |  | NO | 02/16/2019 06:27:51:996 | Release
SCN047552,A,1,RDL-Stefan Games_Brick Thermal Test | RDL-Stefan Games_Brick Thermal Test | RDL Test Data | A | Scanned (Hardcopy) Item | Released |  | NO | 02/16/2019 06:27:51:917 | Release
SCN047515,A,4,RDL-Test_Brick_FTC-PRC072615 | RDL-Test_Brick_FTC-PRC072615 | RDL Test Data | A | Scanned (Hardcopy) Item | Released |  | NO | 02/16/2019 06:27:50:667 | Release
SCN047514,A,2,RDL-Force to Activate-PRC072615 | RDL-Force to Activate-PRC072615 | RDL Test Data | A | Scanned (Hardcopy) Item | Released |  | NO | 02/16/2019 06:27:50:636 | Release
SCN046805,A,1,RDL-Force to Activate Energy Button-PRC072615 | RDL-Force to Activate Energy Button-PRC072615 | RDL Test Data | A | Scanned (Hardcopy) Item | Released |  | NO | 02/16/2019 06:27:27:949 | Release
SCN046470,A,1,Brick Stamped Jaws Metrology Data_Spurgeon_06_22_16-PRC074788 | Brick Stamped Jaws Metrology Data_Spurgeon_06_22_16-PRC074788 | RDL Test Data | A | Scanned (Hardcopy) Item | Released |  | NO | 02/16/2019 06:27:19:777 | Release
SCN046463,A,1,Source Selection Project Brick Jaws Test Pucks | Source Selection Project Brick Jaws Test Pucks | None | A | Scanned (Hardcopy) Item | Released |  | NO | 02/16/2019 06:27:19:527 | Release
SCN045672,A,4,Brick EP1 and 510k Build Component FAI reports | Brick EP1 and 510k Build Component FAI reports | None | A | Scanned (Hardcopy) Item | Released |  | NO | 02/16/2019 06:26:55:214 | Release
SCN045493,A,3,Brick DR II Close Out Packet | Brick DR II Close Out Packet | DR Close Out Packet | A | Scanned (Hardcopy) Item | Released |  | NO | 02/16/2019 06:26:50:464 | Release
SCN044892,A,1,RDL - Brick_FTF Knife-1602-0119_PRC074206 | RDL - Brick_FTF Knife-1602-0119_PRC074206 | None | A | Scanned (Hardcopy) Item | Released |  | NO | 02/16/2019 06:26:36:198 | Release
SCN044643,A,2,FEA-Empty Jaw with Floating Electrodes | FEA-Empty Jaw with Floating Electrodes | None | A | Scanned (Hardcopy) Item | Released |  | NO | 02/16/2019 06:26:31:886 | Release
SCN044570,B,2,Brick DR III BOM Sheet | Brick DR III BOM Sheet | None | B | Scanned (Hardcopy) Item | Released |  | NO | 02/16/2019 06:26:30:417 | Release
SCN044548,A,2,Brick Environmental Impact Assessment | Brick Environmental Impact Assessment | None | A | Scanned (Hardcopy) Item | Released |  | NO | 02/16/2019 06:26:29:948 | Release
SCN044548,B,2,Brick Environmental Impact Assessment | Brick Environmental Impact Assessment | None | B | Scanned (Hardcopy) Item | Released |  | NO | 02/16/2019 06:26:29:932 | Release
SCN044470,A,1,Source Selection Project Brick Closure Lever | Source Selection Project Brick Closure Lever | None | A | Scanned (Hardcopy) Item | Released |  | NO | 02/16/2019 06:26:29:167 | Release
SCN044470,B,2,Source Selection Project Brick Closure Lever | Source Selection Project Brick Closure Lever | None | B | Scanned (Hardcopy) Item | Released |  | NO | 02/16/2019 06:26:29:167 | Release
SCN044363,A,1,RDL - 1601-0064 Joint Dislocation - PRC073615 | RDL - 1601-0064 Joint Dislocation - PRC073615 | None | A | Scanned (Hardcopy) Item | Released |  | NO | 02/16/2019 06:26:26:823 | Release
SCN044309,A,1,Memo for NSLX120L's 510k Data Regarding GEN11 Software Version | Memo for NSLX120L's 510k Data Regarding GEN11 Software Version | None | A | Scanned (Hardcopy) Item | Released |  | NO | 02/16/2019 06:26:25:682 | Release
SCN044309,B,2,Memo for NSLX120L's 510k Data Regarding GEN11 Software Version | Memo for NSLX120L's 510k Data Regarding GEN11 Software Version | None | B | Scanned (Hardcopy) Item | Released |  | NO | 02/16/2019 06:26:25:667 | Release
SCN044145,A,1,RDL-Glue Bond_Upper Jaw-PRC073493 | RDL-Glue Bond_Upper Jaw-PRC073493 | None | A | Scanned (Hardcopy) Item | Released |  | NO | 02/16/2019 06:26:21:823 | Release
SCN044144,A,1,RDL-Glue Bond_Lower Jaw-PRC073493 | RDL-Glue Bond_Lower Jaw-PRC073493 | None | A | Scanned (Hardcopy) Item | Released |  | NO | 02/16/2019 06:26:21:807 | Release
SCN043786,A,1,Brick Jaw Overmold FEA | Brick Jaw Overmold FEA | None | A | Scanned (Hardcopy) Item | Released |  | NO | 02/16/2019 06:26:14:276 | Release
SCN043728,A,1,Brick package labeling | Brick package labeling | Design Review Documents | A | Scanned (Hardcopy) Item | Released |  | NO | 02/16/2019 06:26:13:464 | Release
SCN042829,A,2,Source Selection Project Brick Rods | Source Selection Project Brick Rods | None | A | Scanned (Hardcopy) Item | Released |  | NO | 02/16/2019 06:25:50:854 | Release
SCN042584,A,5,Brick Target Product Profile TPP3 | Brick Target Product Profile TPP3 | None | A | Scanned (Hardcopy) Item | Released |  | NO | 02/16/2019 06:25:45:729 | Release
SCN042565,A,2,Floyd Brick platform positioning EMEA usability summary | Floyd Brick platform positioning EMEA usability summary | None | A | Scanned (Hardcopy) Item | Released |  | NO | 02/16/2019 06:25:45:370 | Release
SCN042370,B,3,Project Brick Delta E Strategy | Project Brick Delta E Strategy | None | B | Scanned (Hardcopy) Item | Released |  | NO | 02/16/2019 06:25:41:635 | Release
SCN042370,A,2,Project Brick Delta E Strategy | Project Brick Delta E Strategy | None | A | Scanned (Hardcopy) Item | Released |  | NO | 02/16/2019 06:25:41:620 | Release
SCN042370,C,1,Project Brick Delta E Strategy | Project Brick Delta E Strategy | None | C | Scanned (Hardcopy) Item | Released |  | NO | 02/16/2019 06:25:41:620 | Release
SCN042229,B,2,Brick Analysis Evidence Strategy | Brick Analysis Evidence Strategy | None | B | Scanned (Hardcopy) Item | Released |  | NO | 02/16/2019 06:25:38:744 | Release
SCN042229,A,1,Brick Analysis Evidence Strategy | Brick Analysis Evidence Strategy | None | A | Scanned (Hardcopy) Item | Released |  | NO | 02/16/2019 06:25:38:729 | Release
SCN042229,C,1,Brick Analysis Evidence Strategy | Brick Analysis Evidence Strategy | None | C | Scanned (Hardcopy) Item | Released |  | NO | 02/16/2019 06:25:38:713 | Release
SCN042206,A,1,Source Selection-Project Brick-Clip, Link, & Washers | Source Selection-Project Brick-Clip, Link, & Washers | None | A | Scanned (Hardcopy) Item | Released |  | NO | 02/16/2019 06:25:38:276 | Release
SCN042205,A,1,Source Selection Project Brick Elastomer | Source Selection Project Brick Elastomer | None | A | Scanned (Hardcopy) Item | Released |  | NO | 02/16/2019 06:25:38:244 | Release
SCN042203,A,1,Source Selection-Project Brick- Overmolded Electrodes | Source Selection-Project Brick- Overmolded Electrodes | None | A | Scanned (Hardcopy) Item | Released |  | NO | 02/16/2019 06:25:38:213 | Release
SCN042170,A,1,Project Brick Source Selection Plastic Components | Project Brick Source Selection Plastic Components | None | A | Scanned (Hardcopy) Item | Released |  | NO | 02/16/2019 06:25:37:338 | Release
SCN041876,A,3,Brick Formative Usability Chicago summary | Brick Formative Usability Chicago summary | None | A | Scanned (Hardcopy) Item | Released |  | NO | 02/16/2019 06:25:28:557 | Release
SCN041873,A,1,Brick Vectra Collar Report | Brick Vectra Collar Report | None | A | Scanned (Hardcopy) Item | Released |  | NO | 02/16/2019 06:25:28:479 | Release
SCN041596,A,1,Brick DRI Close-out Packet | Brick DRI Close-out Packet | None | A | Scanned (Hardcopy) Item | Released |  | NO | 02/16/2019 06:25:21:432 | Release
SCN041596,B,3,Brick DRI Close-out Packet | Brick DRI Close-out Packet | None | B | Scanned (Hardcopy) Item | Released |  | NO | 02/16/2019 06:25:21:416 | Release
SCN041596,C,2,Brick DRI Close-out Packet | Brick DRI Close-out Packet | None | C | Scanned (Hardcopy) Item | Released |  | NO | 02/16/2019 06:25:21:401 | Release
SCN041504,A,1,Brick Floyd IU formative usability | Brick Floyd IU formative usability | None | A | Scanned (Hardcopy) Item | Released |  | NO | 02/16/2019 06:25:18:354 | Release
SCN040473,A,1,Brick GEGS Strategy | Brick GEGS Strategy | None | A | Scanned (Hardcopy) Item | Released |  | NO | 02/16/2019 06:24:55:041 | Release
SCN040473,B,8,Brick GEGS Strategy | Brick GEGS Strategy | None | B | Scanned (Hardcopy) Item | Released |  | NO | 02/16/2019 06:24:55:041 | Release
SCN040322,B,2,Brick Product Code Request | Brick Product Code Request | None | B | Scanned (Hardcopy) Item | Released |  | NO | 02/16/2019 06:24:52:416 | Release
SCN040322,D,2,Brick Product Code Request | Brick Product Code Request | None | D | Scanned (Hardcopy) Item | Released |  | NO | 02/16/2019 06:24:52:400 | Release
SCN040285,A,2,Brick - Predictive Design Strategy | Brick - Predictive Design Strategy | None | A | Scanned (Hardcopy) Item | Released |  | NO | 02/16/2019 06:24:51:619 | Release
SCN040285,D,1,Brick - Predictive Design Strategy | Brick - Predictive Design Strategy | None | D | Scanned (Hardcopy) Item | Released |  | NO | 02/16/2019 06:24:51:604 | Release
SCN040285,B,3,Brick - Predictive Design Strategy | Brick - Predictive Design Strategy | None | B | Scanned (Hardcopy) Item | Released |  | NO | 02/16/2019 06:24:51:588 | Release
SCN040285,C,2,Brick - Predictive Design Strategy | Brick - Predictive Design Strategy | None | C | Scanned (Hardcopy) Item | Released |  | NO | 02/16/2019 06:24:51:588 | Release
SCN040285,E,1,Brick - Predictive Design Strategy | Brick - Predictive Design Strategy | None | E | Scanned (Hardcopy) Item | Released |  | NO | 02/16/2019 06:24:51:541 | Release
SCN040249,A,2,Brick Supplier Selection Strategy | Brick Supplier Selection Strategy | Design Review Documents | A | Scanned (Hardcopy) Item | Released |  | NO | 02/16/2019 06:24:50:682 | Release
SCN040249,C,1,Brick Supplier Selection Strategy | Brick Supplier Selection Strategy | Design Review Documents | C | Scanned (Hardcopy) Item | Released |  | NO | 02/16/2019 06:24:50:682 | Release
SCN040249,B,2,Brick Supplier Selection Strategy | Brick Supplier Selection Strategy | Design Review Documents | B | Scanned (Hardcopy) Item | Released |  | NO | 02/16/2019 06:24:50:666 | Release
SCN040249,D,2,Brick Supplier Selection Strategy | Brick Supplier Selection Strategy | Design Review Documents | D | Scanned (Hardcopy) Item | Released |  | NO | 02/16/2019 06:24:50:666 | Release
SCN040068,A,5,Brick Collaborative Label Development Form | Brick Collaborative Label Development Form | Design Review Documents | A | Scanned (Hardcopy) Item | Released |  | NO | 02/16/2019 06:24:47:353 | Release
SCN040068,C,3,Brick Collaborative Label Development Form | Brick Collaborative Label Development Form | Design Review Documents | C | Scanned (Hardcopy) Item | Released |  | NO | 02/16/2019 06:24:47:353 | Release
SCN040068,B,3,Brick Collaborative Label Development Form | Brick Collaborative Label Development Form | Design Review Documents | B | Scanned (Hardcopy) Item | Released |  | NO | 02/16/2019 06:24:47:338 | Release
SCN040068,D,1,Brick Collaborative Label Development Form | Brick Collaborative Label Development Form | Design Review Documents | D | Scanned (Hardcopy) Item | Released |  | NO | 02/16/2019 06:24:47:291 | Release
SCN039432,B,1,Brick - RTU Status | Brick - RTU Status | None | B | Scanned (Hardcopy) Item | Released |  | NO | 02/16/2019 06:24:35:822 | Release
SCN039432,A,1,Brick - RTU Status | Brick - RTU Status | None | A | Scanned (Hardcopy) Item | Released |  | NO | 02/16/2019 06:24:35:806 | Release
SCN039432,C,1,Brick - RTU Status | Brick - RTU Status | None | C | Scanned (Hardcopy) Item | Released |  | NO | 02/16/2019 06:24:35:806 | Release
SCN039432,D,1,Brick - RTU Status | Brick - RTU Status | None | D | Scanned (Hardcopy) Item | Released |  | NO | 02/16/2019 06:24:35:791 | Release
SCN039296,B,2,Brick Product Level Requirement Rationale | Brick Product Level Requirement Rationale | None | B | Scanned (Hardcopy) Item | Released |  | NO | 02/16/2019 06:24:32:041 | Release
SCN039093,A,3,Brick Concept Preference Test Report | Brick Concept Preference Test Report | None | A | Scanned (Hardcopy) Item | Released |  | NO | 02/16/2019 06:24:28:135 | Release
SCN038972,A,1,Brick Rationale for Number of Cycles | Brick Rationale for Number of Cycles | None | A | Scanned (Hardcopy) Item | Released |  | NO | 02/16/2019 06:24:25:556 | Release
SCN038789,A,1,Brick - Excel Load Curve Configurator | Brick - Excel Load Curve Configurator | None | A | Scanned (Hardcopy) Item | Released |  | NO | 02/16/2019 06:24:23:166 | Release
SCN038091,A,1,Brick - 17-4PH MIM Damage Model | Brick - 17-4PH MIM Damage Model | None | A | Scanned (Hardcopy) Item | Released |  | NO | 02/16/2019 06:24:11:712 | Release
SCN037952,A,2,Brick Blue and Yellow Jaw FEA | Brick Blue and Yellow Jaw FEA | None | A | Scanned (Hardcopy) Item | Released |  | NO | 02/16/2019 06:24:10:041 | Release
SCN037938,A,1,Brick - Yellow Y2 - FEA to Capture System Compliance | Brick - Yellow Y2 - FEA to Capture System Compliance | None | A | Scanned (Hardcopy) Item | Released |  | NO | 02/16/2019 06:24:09:775 | Release
SCN037910,A,1,Brick CAPT usability summary | Brick CAPT usability summary | None | A | Scanned (Hardcopy) Item | Released |  | NO | 02/16/2019 06:24:08:806 | Release
SCN037897,A,1,Brick Quantitative Marketing Concept Testing With Surgeons- US, October 2013 | Brick Quantitative Marketing Concept Testing With Surgeons- US, October 2013 | None | A | Scanned (Hardcopy) Item | Released |  | NO | 02/16/2019 06:24:08:681 | Release
SCN037887,A,1,BRICK Yellow System Description | BRICK Yellow System Description | None | A | Scanned (Hardcopy) Item | Released |  | NO | 02/16/2019 06:24:08:556 | Release
SCN037886,A,2,BRICK Feathering Mode Algorithm Description | BRICK Feathering Mode Algorithm Description | None | A | Scanned (Hardcopy) Item | Released |  | NO | 02/16/2019 06:24:08:525 | Release
SCN037885,A,2,BRICK Simultaneous Algorithm Description | BRICK Simultaneous Algorithm Description | None | A | Scanned (Hardcopy) Item | Released |  | NO | 02/16/2019 06:24:08:478 | Release
SCN037884,A,2,SuperBRICK2A Algorithm Description | SuperBRICK2A Algorithm Description | None | A | Scanned (Hardcopy) Item | Released |  | NO | 02/16/2019 06:24:08:447 | Release
SCN037883,A,1,Brick-Qualitative Marketing Concept Exploration-EMEA, July-August 2013 | Brick-Qualitative Marketing Concept Exploration-EMEA, July-August 2013 | None | A | Scanned (Hardcopy) Item | Released |  | NO | 02/16/2019 06:24:08:416 | Release
SCN037882,A,1,Brick Qualitative Marketing Concept Exploration-US, July 2013 | Brick Qualitative Marketing Concept Exploration-US, July 2013 | None | A | Scanned (Hardcopy) Item | Released |  | NO | 02/16/2019 06:24:08:384 | Release
SCN037853,A,2,50% Glass Filled Grivory Thermal Data | 50% Glass Filled Grivory Thermal Data | None | A | Scanned (Hardcopy) Item | Released |  | NO | 02/16/2019 06:24:08:181 | Release
SCN037850,A,1,PTC - Tensile and Thermal Data | PTC - Tensile and Thermal Data | None | A | Scanned (Hardcopy) Item | Released |  | NO | 02/16/2019 06:24:08:150 | Release
SCN037838,A,1,Brick Yellow (Y2) - Thermal Analysis | Brick Yellow (Y2) - Thermal Analysis | None | A | Scanned (Hardcopy) Item | Released |  | NO | 02/16/2019 06:24:07:931 | Release
SCN037783,A,1,BRICK Internal Surgeon VOC on Visualization & Access | BRICK Internal Surgeon VOC on Visualization & Access | None | A | Scanned (Hardcopy) Item | Released |  | NO | 02/16/2019 06:24:06:556 | Release
SCN037737,A,3,Brick Y2 Gearbox Analysis & Material Selection | Brick Y2 Gearbox Analysis & Material Selection | None | A | Scanned (Hardcopy) Item | Released |  | NO | 02/16/2019 06:24:05:384 | Release
SCN037704,A,1,Project Brick Gearbox Specifications(36V)-Johnson Medtech | Project Brick Gearbox Specifications(36V)-Johnson Medtech | None | A | Scanned (Hardcopy) Item | Released |  | NO | 02/16/2019 06:24:04:525 | Release
SCN037697,A,1,Brick_Y2 Spring Transfer Functions | Brick_Y2 Spring Transfer Functions | None | A | Scanned (Hardcopy) Item | Released |  | NO | 02/16/2019 06:24:04:447 | Release
SCN035745,B,2,BRICK Y1 / Y2 device system setup | BRICK Y1 / Y2 device system setup | None | B | Scanned (Hardcopy) Item | Released |  | NO | 02/16/2019 06:23:34:103 | Release
SCN035744,A,2,BRICK Y2 calibration and software load | BRICK Y2 calibration and software load | None | A | Scanned (Hardcopy) Item | Released |  | NO | 02/16/2019 06:23:34:072 | Release
SCN035744,B,3,BRICK Y2 calibration and software load | BRICK Y2 calibration and software load | None | B | Scanned (Hardcopy) Item | Released |  | NO | 02/16/2019 06:23:34:056 | Release
SCN035672,A,1,Brick_Reusable Handle Brainstorm Summary | Brick_Reusable Handle Brainstorm Summary | None | A | Scanned (Hardcopy) Item | Released |  | NO | 02/16/2019 06:23:32:228 | Release
SCN035668,A,2,Brick_Y2 Closure System Transfer Function | Brick_Y2 Closure System Transfer Function | None | A | Scanned (Hardcopy) Item | Released |  | NO | 02/16/2019 06:23:32:118 | Release
SCN032951,A,4,Project Brick vs LigaSure Impact Comparison - Add-on to ENSEAL G2 Super Jaw CP0150 Validation, US, June 20 | Project Brick vs LigaSure Impact Comparison - Add-on to ENSEAL G2 Super Jaw CP0150 Validation, US, June 2013 | None | A | Scanned (Hardcopy) Item | Released |  | NO | 02/16/2019 06:22:33:634 | Release
SCN032950,A,2,Project Brick Quantitative Force to Close & Jaw Design Research, US, ASCRS and ACOG, April-May 2013 | Project Brick Quantitative Force to Close & Jaw Design Research, US, ASCRS and ACOG, April-May 2013 | None | A | Scanned (Hardcopy) Item | Released |  | NO | 02/16/2019 06:22:33:602 | Release
SCN032948,A,1,Project Brick Product Concept Exploration Qualitative Research with Simulator, US, March 2013 | Project Brick Product Concept Exploration Qualitative Research with Simulator, US, March 2013 | None | A | Scanned (Hardcopy) Item | Released |  | NO | 02/16/2019 06:22:33:555 | Release
SCN032927,B,1,GEN11 and DVIP Data Collection Procedure | GEN11 and DVIP Data Collection Procedure | None | B | Scanned (Hardcopy) Item | Released |  | NO | 02/16/2019 06:22:33:134 | Release
SCN032927,C,1,GEN11 and DVIP Data Collection Procedure | GEN11 and DVIP Data Collection Procedure | None | C | Scanned (Hardcopy) Item | Released |  | NO | 02/16/2019 06:22:33:134 | Release
SCN032792,B,2,Brick Voice of Customer (VOC) Summary | Brick Voice of Customer (VOC) Summary | None | B | Scanned (Hardcopy) Item | Released |  | NO | 02/16/2019 06:22:29:352 | Release
SCN032791,C,2,Brick Product Concept Selection Overview | Brick Product Concept Selection Overview | None | C | Scanned (Hardcopy) Item | Released |  | NO | 02/16/2019 06:22:29:321 | Release
SCN032791,A,3,Brick Product Concept Selection Overview | Brick Product Concept Selection Overview | None | A | Scanned (Hardcopy) Item | Released |  | NO | 02/16/2019 06:22:29:305 | Release
SCN032791,D,3,Brick Product Concept Selection Overview | Brick Product Concept Selection Overview | None | D | Scanned (Hardcopy) Item | Released |  | NO | 02/16/2019 06:22:29:259 | Release
SCN032790,B,3,Brick Project Schedule | Brick Project Schedule | None | B | Scanned (Hardcopy) Item | Released |  | NO | 02/16/2019 06:22:29:227 | Release
SCN032790,A,2,Brick Project Schedule | Brick Project Schedule | None | A | Scanned (Hardcopy) Item | Released |  | NO | 02/16/2019 06:22:29:212 | Release
SCN032790,C,3,Brick Project Schedule | Brick Project Schedule | None | C | Scanned (Hardcopy) Item | Released |  | NO | 02/16/2019 06:22:29:212 | Release
SCN032790,D,2,Brick Project Schedule | Brick Project Schedule | None | D | Scanned (Hardcopy) Item | Released |  | NO | 02/16/2019 06:22:29:196 | Release
SCN032455,B,1,Brick Design Validation Strategy | Brick Design Validation Strategy | None | B | Scanned (Hardcopy) Item | Released |  | NO | 02/16/2019 06:22:22:680 | Release
SCN032455,D,1,Brick Design Validation Strategy | Brick Design Validation Strategy | None | D | Scanned (Hardcopy) Item | Released |  | NO | 02/16/2019 06:22:22:649 | Release
SCN032455,E,1,Brick Design Validation Strategy | Brick Design Validation Strategy | None | E | Scanned (Hardcopy) Item | Released |  | NO | 02/16/2019 06:22:22:649 | Release
SCN032075,B,2,Project Brick Preliminary Safety and Ergonomic Review | Project Brick Preliminary Safety and Ergonomic Review | None | B | Scanned (Hardcopy) Item | Released |  | NO | 02/16/2019 06:22:15:321 | Release
SCN032075,C,5,Project Brick Preliminary Safety and Ergonomic Review | Project Brick Preliminary Safety and Ergonomic Review | None | C | Scanned (Hardcopy) Item | Released |  | NO | 02/16/2019 06:22:15:305 | Release
SCN032027,A,2,Project Brick - Product Standards Requirements 1989 | Project Brick - Product Standards Requirements 1989 | None | A | Scanned (Hardcopy) Item | Released |  | NO | 02/16/2019 06:22:13:930 | Release
SCN032027,B,1,Project Brick - Product Standards Requirements 1989 | Project Brick - Product Standards Requirements 1989 | None | B | Scanned (Hardcopy) Item | Released |  | NO | 02/16/2019 06:22:13:930 | Release
SCN032027,E,1,Project Brick - Product Standards Requirements 1989 | Project Brick - Product Standards Requirements 1989 | None | E | Scanned (Hardcopy) Item | Released |  | NO | 02/16/2019 06:22:13:915 | Release
SCN032027,C,2,Project Brick - Product Standards Requirements 1989 | Project Brick - Product Standards Requirements 1989 | None | C | Scanned (Hardcopy) Item | Released |  | NO | 02/16/2019 06:22:13:899 | Release
SCN032027,D,1,Project Brick - Product Standards Requirements 1989 | Project Brick - Product Standards Requirements 1989 | None | D | Scanned (Hardcopy) Item | Released |  | NO | 02/16/2019 06:22:13:899 | Release
SCN032027,F,2,Project Brick - Product Standards Requirements 1989 | Project Brick - Product Standards Requirements 1989 | None | F | Scanned (Hardcopy) Item | Released |  | NO | 02/16/2019 06:22:13:883 | Release
SCN032021,D,2,Brick Literature Search | Brick Literature Search | None | D | Scanned (Hardcopy) Item | Released |  | NO | 02/16/2019 06:22:13:712 | Release
SCN032021,A,1,Brick Literature Search | Brick Literature Search | None | A | Scanned (Hardcopy) Item | Released |  | NO | 02/16/2019 06:22:13:696 | Release
SCN032021,B,1,Brick Literature Search | Brick Literature Search | None | B | Scanned (Hardcopy) Item | Released |  | NO | 02/16/2019 06:22:13:696 | Release
SCN032021,E,3,Brick Literature Search | Brick Literature Search | None | E | Scanned (Hardcopy) Item | Released |  | NO | 02/16/2019 06:22:13:665 | Release
SCN031976,B,1,Project Brick - Identification of Applicable Standards | Project Brick - Identification of Applicable Standards | None | B | Scanned (Hardcopy) Item | Released |  | NO | 02/16/2019 06:22:12:352 | Release
SCN031976,C,2,Project Brick - Identification of Applicable Standards | Project Brick - Identification of Applicable Standards | None | C | Scanned (Hardcopy) Item | Released |  | NO | 02/16/2019 06:22:12:336 | Release
SCN031976,D,3,Project Brick - Identification of Applicable Standards | Project Brick - Identification of Applicable Standards | None | D | Scanned (Hardcopy) Item | Released |  | NO | 02/16/2019 06:22:12:336 | Release
SCN031976,E,3,Project Brick - Identification of Applicable Standards | Project Brick - Identification of Applicable Standards | None | E | Scanned (Hardcopy) Item | Released |  | NO | 02/16/2019 06:22:12:321 | Release
SCN031814,A,2,Brick Labeling Strategy Rev A | Brick Labeling Strategy Rev A | None | A | Scanned (Hardcopy) Item | Released |  | NO | 02/16/2019 06:22:08:821 | Release
SCN031324,A,1,Project Brick Package Design Strategy | Project Brick Package Design Strategy | None | A | Scanned (Hardcopy) Item | Released |  | NO | 02/16/2019 06:21:58:914 | Release
SCN031324,B,3,Project Brick Package Design Strategy | Project Brick Package Design Strategy | None | B | Scanned (Hardcopy) Item | Released |  | NO | 02/16/2019 06:21:58:899 | Release
SCN031324,D,2,Project Brick Package Design Strategy | Project Brick Package Design Strategy | None | D | Scanned (Hardcopy) Item | Released |  | NO | 02/16/2019 06:21:58:899 | Release
SCN031324,C,6,Project Brick Package Design Strategy | Project Brick Package Design Strategy | None | C | Scanned (Hardcopy) Item | Released |  | NO | 02/16/2019 06:21:58:883 | Release
SCN031324,E,2,Project Brick Package Design Strategy | Project Brick Package Design Strategy | None | E | Scanned (Hardcopy) Item | Released |  | NO | 02/16/2019 06:21:58:883 | Release
SCN031254,B,2,Brick Usability Design Summary | Brick Usability Design Summary | None | B | Scanned (Hardcopy) Item | Released |  | NO | 02/16/2019 06:21:57:696 | Release
SCN031254,E,1,Brick Usability Design Summary | Brick Usability Design Summary | None | E | Scanned (Hardcopy) Item | Released |  | NO | 02/16/2019 06:21:57:680 | Release
SCN031254,C,1,Brick Usability Design Summary | Brick Usability Design Summary | None | C | Scanned (Hardcopy) Item | Released |  | NO | 02/16/2019 06:21:57:664 | Release
SCN031254,D,2,Brick Usability Design Summary | Brick Usability Design Summary | None | D | Scanned (Hardcopy) Item | Released |  | NO | 02/16/2019 06:21:57:664 | Release
SCN031254,F,1,Brick Usability Design Summary | Brick Usability Design Summary | None | F | Scanned (Hardcopy) Item | Released |  | NO | 02/16/2019 06:21:57:602 | Release
SCN029970,A,1,Brick Prototype 3B Design History Summary | Brick Prototype 3B Design History Summary | None | A | Scanned (Hardcopy) Item | Released |  | NO | 02/16/2019 06:21:31:524 | Release
SCN029869,A,2,Brick 1A.3 Wetlab Evaluation | Brick 1A.3 Wetlab Evaluation | None | A | Scanned (Hardcopy) Item | Released |  | NO | 02/16/2019 06:21:28:930 | Release
RA000584,A,1,ECR0001393 | ECR0001393 | Regulatory Determination Form (US) | A | Generic Regulatory Doc. | Released |  | NO | 02/16/2019 06:11:08:253 | Release
RA000511,A,1,Increase Brick production capacity (ECR0001235) | Increase Brick production capacity (ECR0001235) | Regulatory Determination Form (OUS) | A | Generic Regulatory Doc. | Released |  | NO | 02/16/2019 06:11:05:659 | Release
RA000510,A,2,Increase Brick production capacity (ECR0001235) | Increase Brick production capacity (ECR0001235) | Regulatory Determination Form (US) | A | Generic Regulatory Doc. | Released |  | NO | 02/16/2019 06:11:05:628 | Release
RA000482,A,1,ECR0001316, Brick | ECR0001316, Brick | Regulatory Determination Form (OUS) | A | Generic Regulatory Doc. | Released |  | NO | 02/16/2019 06:11:04:721 | Release
RA000481,A,2,ECR0001316, Brick | ECR0001316, Brick | Regulatory Determination Form (US) | A | Generic Regulatory Doc. | Released |  | NO | 02/16/2019 06:11:04:471 | Release
RA000346,A,1,Adding a warning statement to the IFU (ECR0001244) | Adding a warning statement to the IFU (ECR0001244) | Regulatory Determination Form (OUS) | A | Generic Regulatory Doc. | Released |  | NO | 02/16/2019 06:10:59:971 | Release
RA000346,B,2,Adding a warning statement to the IFU (ECR0001244) | Adding a warning statement to the IFU (ECR0001244) | Regulatory Determination Form (OUS) | B | Generic Regulatory Doc. | Released |  | NO | 02/16/2019 06:10:59:956 | Release
RA000345,A,1,Adding a warning statement to the IFU (ECR0001244) | Adding a warning statement to the IFU (ECR0001244) | Regulatory Determination Form (US) | A | Generic Regulatory Doc. | Released |  | NO | 02/16/2019 06:10:59:909 | Release
RA000345,B,2,Adding a warning statement to the IFU (ECR0001244) | Adding a warning statement to the IFU (ECR0001244) | Regulatory Determination Form (US) | B | Generic Regulatory Doc. | Released |  | NO | 02/16/2019 06:10:59:893 | Release
RA000342,A,1,New equipment installation (ECR0001230) | New equipment installation (ECR0001230) | Regulatory Determination Form (OUS) | A | Generic Regulatory Doc. | Released |  | NO | 02/16/2019 06:10:59:846 | Release
RA000341,A,1,New equipment installation (ECR0001230) | New equipment installation (ECR0001230) | Regulatory Determination Form (US) | A | Generic Regulatory Doc. | Released |  | NO | 02/16/2019 06:10:59:815 | Release
RA000321,A,2,Manufacturing equipment change (ECR0001225) | Manufacturing equipment change (ECR0001225) | Regulatory Determination Form (OUS) | A | Generic Regulatory Doc. | Released |  | NO | 02/16/2019 06:10:59:299 | Release
DOC020932,E,7,BRICK Product Stability Study Strategy | BRICK Product Stability Study Strategy | Product Stability Study Strategy form | E | EPI Generic Document | Released |  | NO | 02/16/2019 06:04:54:218 | Release
DOC020932,F,1,BRICK Product Stability Study Strategy | BRICK Product Stability Study Strategy | Product Stability Study Strategy form | F | EPI Generic Document | Released |  | NO | 02/16/2019 06:04:54:218 | Release
DOC020932,A,2,BRICK Product Stability Study Strategy | BRICK Product Stability Study Strategy | Product Stability Study Strategy form | A | EPI Generic Document | Released |  | NO | 02/16/2019 06:04:54:203 | Release
DOC020932,B,3,BRICK Product Stability Study Strategy | BRICK Product Stability Study Strategy | Product Stability Study Strategy form | B | EPI Generic Document | Released |  | NO | 02/16/2019 06:04:54:187 | Release
DOC020932,D,2,BRICK Product Stability Study Strategy | BRICK Product Stability Study Strategy | Product Stability Study Strategy form | D | EPI Generic Document | Released |  | NO | 02/16/2019 06:04:54:187 | Release
DOC020932,C,3,BRICK Product Stability Study Strategy | BRICK Product Stability Study Strategy | Product Stability Study Strategy form | C | EPI Generic Document | Released |  | NO | 02/16/2019 06:04:54:171 | Release
DOC020932,G,2,BRICK Product Stability Study Strategy | BRICK Product Stability Study Strategy | Product Stability Study Strategy form | G | EPI Generic Document | Released |  | NO | 02/16/2019 06:04:54:156 | Release
PRC086779,B,3,Brick Device Build, Five Year Shelf Life, ECR0001208 | Brick Device Build, Five Year Shelf Life, ECR0001208 | None | B | Engineering Study | Released |  | NO | 02/14/2019 15:13:13:027 | Release
PRC086779,A,2,Brick Device Build, Five Year Shelf Life, ECR0001208 | Brick Device Build, Five Year Shelf Life, ECR0001208 | None | A | Engineering Study | Released |  | NO | 02/14/2019 15:13:12:152 | Release
PRC086650,A,1,E17117 Jaw Glue Application Process Characterization for ECR0000945 | E17117 Jaw Glue Application Process Characterization for ECR0000945 | None | A | Engineering Study | Released |  | NO | 02/12/2019 11:32:39:182 | Release
DOC021165,K,4,Product Stewardship_RoHS_Assessment_TF-22 | Product Stewardship_RoHS_Assessment_TF-22 | None | K | EPI Generic Document | Released |  | NO | 02/01/2019 13:27:22:580 | Release
DOC021165,H,3,Product Stewardship_RoHS_Assessment_TF-22 | Product Stewardship_RoHS_Assessment_TF-22 | None | H | EPI Generic Document | Released |  | NO | 02/01/2019 13:27:18:002 | Release
DOC021165,J,4,Product Stewardship_RoHS_Assessment_TF-22 | Product Stewardship_RoHS_Assessment_TF-22 | None | J | EPI Generic Document | Released |  | NO | 02/01/2019 13:27:17:612 | Release
PRC075363,B,7,Brick Production-Jaw Gap Gage R&R Study | Brick Production-Jaw Gap Gage R&R Study | None | B | Engineering Study | Released |  | NO | 02/01/2019 10:09:38:455 | Release
PRC075363,A,7,Brick Production-Jaw Gap Gage R&R Study | Brick Production-Jaw Gap Gage R&R Study | None | A | Engineering Study | Released |  | NO | 02/01/2019 10:09:37:018 | Release
PRC088368,A,2,Brick Double Seal Reliability Testing Completion Report | Brick Double Seal Reliability Testing Completion Report | None | A | Completion Report | Released |  | NO | 01/24/2019 10:24:12:727 | Release
PRC085389,B,4,ECR945 EB3 Bump CT Scan-Group 3 | ECR945 EB3 Bump CT Scan-Group 3 | None | B | Engineering Study | Released |  | NO | 01/22/2019 17:31:27:366 | Release
PRC085389,A,2,ECR945 EB3 Bump CT Scan-Group 3 | ECR945 EB3 Bump CT Scan-Group 3 | None | A | Engineering Study | Released |  | NO | 01/22/2019 17:31:26:600 | Release
PRC087556,B,6,Device Build for CAPA-004933 | Device Build for CAPA-004933 | None | B | Engineering Study | Released |  | NO | 01/22/2019 10:00:15:996 | Release
PRC087556,A,4,Device Build for CAPA-004933 | Device Build for CAPA-004933 | None | A | Engineering Study | Released |  | NO | 01/22/2019 10:00:14:605 | Release
PRC088160,A,5,NSLX120L Cable Reclamation PQ - DC002990 | NSLX120L Cable Reclamation PQ - DC002990 | Protocol Performance Qualification | A | Protocol | Released |  | NO | 01/17/2019 17:28:37:758 | Release
SCN058275,A,1,Load ID 27554 S17-514J P94734,P94762,P9495C,P9499T | Load ID 27554 S17-514J P94734,P94762,P9495C,P9499T | Sterilization Documentation | A | Scanned (Hardcopy) Item | Released |  | NO | 01/16/2019 16:56:31:350 | Release
SCN058274,A,2,Load ID 27576 S17-520J P94A46,P94971,P94A5K,P9457U | Load ID 27576 S17-520J P94A46,P94971,P94A5K,P9457U | Sterilization Documentation | A | Scanned (Hardcopy) Item | Released |  | NO | 01/16/2019 16:54:01:567 | Release
SCN058273,A,1,Load 28797 S18-187J R9311R,R93155,R93156,R92Z59 | Load 28797 S18-187J R9311R,R93155,R93156,R92Z59 | Sterilization Documentation | A | Scanned (Hardcopy) Item | Released |  | NO | 01/16/2019 16:47:57:752 | Release
SCN058268,A,1,Load 28804 S18-189J R9312T,R9301P,R9305L,R93207 | Load 28804 S18-189J R9312T,R9301P,R9305L,R93207 | Sterilization Documentation | A | Scanned (Hardcopy) Item | Released |  | NO | 01/15/2019 17:24:17:609 | Release
PRC088246,A,7,Brick Cable Reclamation Training Build | Brick Cable Reclamation Training Build | None | A | Engineering Study | Released |  | NO | 01/14/2019 18:19:43:848 | Release
PRC085088,A,3,Insulator Spacer Compression TM and GR&R | Insulator Spacer Compression TM and GR&R | None | A | Engineering Study | Released |  | NO | 01/10/2019 14:59:53:728 | Release
PRC085590,A,3,ECR945 Cycling Lab EB3.1 Devices | ECR945 Cycling Lab EB3.1 Devices | None | A | Engineering Study | Released |  | NO | 01/10/2019 14:55:59:213 | Release
PSB004756,A,2,2018- Brick Service Studies | 2018- Brick Service Studies | Service Study | A | Preclinical Study Binder | Released |  | NO | 01/10/2019 11:32:18:004 | Release
PRC087086,A,3,Brick Insulator Spacer Force Requirement | Brick Insulator Spacer Force Requirement | None | A | Engineering Study | Released |  | NO | 01/03/2019 12:19:18:433 | Release
PRC084172,A,2,Minimum Distance Bump to Electrode GR&R | Minimum Distance Bump to Electrode GR&R | None | A | Engineering Study | Released |  | NO | 01/03/2019 12:03:30:728 | Release
PRC087559,A,4,G2 ART Reliability Testing for CAPA-004933 | G2 ART Reliability Testing for CAPA-004933 | Protocol - Other | A | Protocol | Released |  | NO | 12/17/2018 16:33:11:237 | Release
PRC088367,A,3,Brick Double Seal Reliability Testing | Brick Double Seal Reliability Testing | Protocol - Other | A | Protocol | Released |  | NO | 12/11/2018 10:00:04:656 | Release
SCN058695,A,1,Load 28476 S18-096J R92F4E,R92G5X,R92H6Y,R92H8W | Load 28476 S18-096J R92F4E,R92G5X,R92H6Y,R92H8W | Sterilization Documentation | A | Scanned (Hardcopy) Item | Released |  | NO | 12/06/2018 13:39:42:982 | Release
SCN058694,A,1,Load 28465 S18-108J R92L00,R92K0Y,R92K5Y,R92L0X | Load 28465 S18-108J R92L00,R92K0Y,R92K5Y,R92L0X | Sterilization Documentation | A | Scanned (Hardcopy) Item | Released |  | NO | 12/06/2018 13:36:46:028 | Release
SCN058688,A,1,Load 28506 S18-114J R92M1W,R92M1J,R92J12 | Load 28506 S18-114J R92M1W,R92M1J,R92J12 | Sterilization Documentation | A | Scanned (Hardcopy) Item | Released |  | NO | 12/06/2018 13:19:20:636 | Release
SCN058686,A,1,Load 28515 S18-116J,R92M15,R92M16,R92M3X,R92K66 | Load 28515 S18-116J,R92M15,R92M16,R92M3X,R92K66 | Sterilization Documentation | A | Scanned (Hardcopy) Item | Released |  | NO | 12/06/2018 13:15:32:198 | Release
SCN058740,A,1,Load 28462 S18-106J R92J21,R92J5L,R92K65,R92K4Z | Load 28462 S18-106J R92J21,R92J5L,R92K65,R92K4Z | Sterilization Documentation | A | Scanned (Hardcopy) Item | Released |  | NO | 12/06/2018 13:10:36:557 | Release
SCN058755,A,1,Load 28604 S18-139J R92R95,R92T3L,R92T3Z,R92T6N | Load 28604 S18-139J R92R95,R92T3L,R92T3Z,R92T6N | Sterilization Documentation | A | Scanned (Hardcopy) Item | Released |  | NO | 12/06/2018 13:04:02:759 | Release
SCN058747,A,1,Load 28488 S18-112J R92L6D,R92L8K,R92L3V | Load 28488 S18-112J R92L6D,R92L8K,R92L3V | Sterilization Documentation | A | Scanned (Hardcopy) Item | Released |  | NO | 12/06/2018 12:46:15:194 | Release
SCN058744,A,1,Load 28480 S18-110J R92K9Z,R92K7P,R92H8K,R92K0W | Load 28480 S18-110J R92K9Z,R92K7P,R92H8K,R92K0W | Sterilization Documentation | A | Scanned (Hardcopy) Item | Released |  | NO | 12/06/2018 12:33:38:130 | Release
SCN058741,A,1,Load 28439 S18-105J R92J8K,R92J5W,R92K0V,R92C7N | Load 28439 S18-105J R92J8K,R92J5W,R92K0V,R92C7N | Sterilization Documentation | A | Scanned (Hardcopy) Item | Released |  | NO | 12/06/2018 12:28:33:395 | Release
SCN058734,A,1,Load 28625 S18-143J R92U2E, R92T7G, R92T7H, R92U47 | Load 28625 S18-143J R92U2E, R92T7G, R92T7H, R92U47 | Sterilization Documentation | A | Scanned (Hardcopy) Item | Released |  | NO | 12/05/2018 18:35:12:831 | Release
SCN058731,A,1,Load 28619 S18-142J R92R38,R92T95,R92T7V,R92T9H | Load 28619 S18-142J R92R38,R92T95,R92T7V,R92T9H | Sterilization Documentation | A | Scanned (Hardcopy) Item | Released |  | NO | 12/05/2018 18:32:28:831 | Release
SCN058727,A,1,Load 28405 S18-101J R92J4U, R92E6L, R92J89 | Load 28405 S18-101J R92J4U, R92E6L, R92J89 | Sterilization Documentation | A | Scanned (Hardcopy) Item | In Review |  | NO | 12/05/2018 18:05:48:750 | WIP
SCN058725,A,1,Load 28534 S18-122J R92N7X,R92L48,R92M6A,R92N5X | Load 28534 S18-122J R92N7X,R92L48,R92M6A,R92N5X | Sterilization Documentation | A | Scanned (Hardcopy) Item | Released |  | NO | 12/05/2018 17:58:20:999 | Release
SCN059014,A,1,Load 28042 S18-029J R92432,R9249J,R9253Y,R9248Z | Load 28042 S18-029J R92432,R9249J,R9253Y,R9248Z | Sterilization Documentation | A | Scanned (Hardcopy) Item | Released |  | NO | 12/05/2018 17:35:17:168 | Release
SCN059007,A,1,Load 28076 S18-032J R92592,R92520,R9252P | Load 28076 S18-032J R92592,R92520,R9252P | Sterilization Documentation | A | Scanned (Hardcopy) Item | Released |  | NO | 12/05/2018 17:03:45:008 | Release
SCN058684,A,1,Load 28563 S18-121J R92N6A,R92M9L,R92N0Z | Load 28563 S18-121J R92N6A,R92M9L,R92N0Z | Sterilization Documentation | A | Scanned (Hardcopy) Item | Released |  | NO | 12/04/2018 18:13:05:631 | Release
PRC088245,A,3,Brick Cable Reclamation Crimp Impedance Study | Brick Cable Reclamation Crimp Impedance Study | None | A | Engineering Study | Released |  | NO | 12/04/2018 11:20:27:191 | Release
PRC083963,C,3,Brick Cable Reclamation Process Characterization | Brick Cable Reclamation Process Characterization | None | C | Engineering Study | Released |  | NO | 12/03/2018 10:41:18:750 | Release
PRC083963,A,2,Brick Cable Reclamation Process Characterization | Brick Cable Reclamation Process Characterization | None | A | Engineering Study | Released |  | NO | 12/03/2018 10:41:17:844 | Release
PRC083963,B,3,Brick Cable Reclamation Process Characterization | Brick Cable Reclamation Process Characterization | None | B | Engineering Study | Released |  | NO | 12/03/2018 10:41:17:344 | Release
PRC088192,A,1,Brick Cable Reclamation GR&R Completion Report | Brick Cable Reclamation GR&R Completion Report | None | A | Completion Report | Released |  | NO | 12/03/2018 09:46:55:420 | Release
PRC087038,A,7,D30810P02 Raw Cable Biocompatibility Build | D30810P02 Raw Cable Biocompatibility Build | None | A | Engineering Study | Released |  | NO | 11/27/2018 16:46:14:153 | Release
PRC088164,A,1,Brick Cable Reclamation Gage R&R Studies | Brick Cable Reclamation Gage R&R Studies | Protocol - Other | A | Protocol | Released |  | NO | 11/26/2018 10:24:37:537 | Release
MFP000211,F,4,Brick Supply Chain Strategy | Brick Supply Chain Strategy | None | F | Manufacturing Plan/Performance Agreement | Released |  | NO | 11/21/2018 15:16:32:012 | Release
MFP000211,A,3,Brick Supply Chain Strategy | Brick Supply Chain Strategy | None | A | Manufacturing Plan/Performance Agreement | Released |  | NO | 11/21/2018 15:16:31:090 | Release
MFP000211,B,4,Brick Supply Chain Strategy | Brick Supply Chain Strategy | None | B | Manufacturing Plan/Performance Agreement | Released |  | NO | 11/21/2018 15:16:30:746 | Release
MFP000211,C,3,Brick Supply Chain Strategy | Brick Supply Chain Strategy | None | C | Manufacturing Plan/Performance Agreement | Released |  | NO | 11/21/2018 15:16:30:371 | Release
MFP000211,D,3,Brick Supply Chain Strategy | Brick Supply Chain Strategy | None | D | Manufacturing Plan/Performance Agreement | Released |  | NO | 11/21/2018 15:16:29:825 | Release
MFP000211,E,4,Brick Supply Chain Strategy | Brick Supply Chain Strategy | None | E | Manufacturing Plan/Performance Agreement | Released |  | NO | 11/21/2018 15:16:29:246 | Release
SCN059095,A,1,Load ID 27834 S17-567J P9452C,P94L2L,P94L2N,P94L5U | Load ID 27834 S17-567J P9452C,P94L2L,P94L2N,P94L5U | Sterilization Documentation | A | Scanned (Hardcopy) Item | Released |  | NO | 11/12/2018 18:36:36:679 | Release
PRC087213,A,4,Brick Cable Reclamation Training Build | Brick Cable Reclamation Training Build | None | A | Engineering Study | Released |  | NO | 11/12/2018 12:12:08:346 | Release
DOC023498,D,3,CLDP-ECR-0001244 | CLDP-ECR-0001244 | Collaborative Labeling Development Process | D | EPI Generic Document | Released |  | NO | 11/09/2018 13:52:13:579 | Release
DOC023498,A,4,CLDP-ECR-0001244 | CLDP-ECR-0001244 | Collaborative Labeling Development Process | A | EPI Generic Document | Released |  | NO | 11/09/2018 13:52:12:923 | Release
DOC023498,B,2,CLDP-ECR-0001244 | CLDP-ECR-0001244 | Collaborative Labeling Development Process | B | EPI Generic Document | Released |  | NO | 11/09/2018 13:52:12:704 | Release
DOC023498,C,2,CLDP-ECR-0001244 | CLDP-ECR-0001244 | Collaborative Labeling Development Process | C | EPI Generic Document | Released |  | NO | 11/09/2018 13:52:12:532 | Release
PRC086496,C,6,Floyd Line 157 Shaft Functional Tester Curved Device Jaw Gap Gage RR E17784 | Floyd Line 157 Shaft Functional Tester Curved Device Jaw Gap Gage RR E17784 | None | C | Engineering Study | Released |  | NO | 10/22/2018 15:12:57:295 | Release
PRC086950,A,3,Brick Cable Reclamation Fixtures IQ | Brick Cable Reclamation Fixtures IQ | Protocol Equipment Install Qual | A | Protocol | Released |  | NO | 10/17/2018 19:04:04:817 | Release
PRC086731,A,2,DV Testing for NSLX120L Cable Reclamation | DV Testing for NSLX120L Cable Reclamation | None | A | Engineering Study | Released |  | NO | 10/14/2018 21:04:14:524 | Release
PRC087212,A,5,Brick Cable Reclamation Gage Studies | Brick Cable Reclamation Gage Studies | None | A | Engineering Study | Released |  | NO | 09/27/2018 16:45:53:316 | Release
PRC087426,A,1,Additional Cleaning Process - Pre Gap Inspection | Additional Cleaning Process - Pre Gap Inspection | Protocol - Other | A | Protocol | Released |  | NO | 09/26/2018 13:52:35:909 | Release
PRC087211,A,3,Brick Cable Reclamation Capability Studies | Brick Cable Reclamation Capability Studies | None | A | Engineering Study | Released |  | NO | 09/25/2018 15:32:00:848 | Release
PRC078427,B,6,Data Processing for FTF/FTC/KTR and FTL/JR/DC Completion Report | Data Processing for FTF/FTC/KTR and FTL/JR/DC Completion Report | None | B | Completion Report | Released |  | NO | 09/25/2018 14:11:02:003 | Release
PRC078427,A,3,Project Floyd and Brick: Matlab Software for Force to Fire Station Post Processing Completion Report | Project Floyd and Brick: Matlab Software for Force to Fire Station Post Processing Completion Report | None | A | Completion Report | Released |  | NO | 09/25/2018 14:11:00:144 | Release
PRC078426,B,6,Data Processing for FTF/FTC/KTR and FTL/JR/DC Protocol | Data Processing for FTF/FTC/KTR and FTL/JR/DC Protocol | Protocol Software Validation | B | Protocol | Released |  | NO | 09/24/2018 17:19:12:421 | Release
PRC078426,A,5,Project Floyd and Brick: Matlab Software for Force to Fire station Post Processing | Project Floyd and Brick: Matlab Software for Force to Fire station Post Processing | Protocol Software Validation | A | Protocol | Released |  | NO | 09/24/2018 17:19:11:249 | Release
DOC023669,A,1,Ethicon Trisector TSF10 | Ethicon Trisector TSF10 | None | A | EPI Generic Document | Released |  | NO | 09/18/2018 12:18:47:646 | Release
RA000487,A,1,GRP_GRS_ECR0001244 | GRP_GRS_ECR0001244 | Regulatory Strategy/Plan | A | Generic Regulatory Doc. | Released |  | NO | 09/13/2018 16:04:23:910 | Release
PRC085738,A,2,Brick Accelerated Aging, T=60 months | Brick Accelerated Aging, T=60 months | Protocol - Other | A | Protocol | Released |  | NO | 09/10/2018 14:36:39:349 | Release
PRC085788,A,4,Brick Cable Reclamation Factory Acceptance Test | Brick Cable Reclamation Factory Acceptance Test | None | A | Engineering Study | Released |  | NO | 09/10/2018 14:34:06:286 | Release
PRC085150,A,6,Brick P000221P02 Sealing OQ | Brick P000221P02 Sealing OQ | None | A | Completion Report | Released |  | NO | 09/07/2018 17:34:00:637 | Release
PRC085111,A,3,Brick Flange Redesign: Package System Approval Completion Report | Brick Flange Redesign: Package System Approval Completion Report | None | A | Completion Report | Released |  | NO | 09/07/2018 17:34:00:621 | Release
PRC085110,A,8,Brick Flange Redesign: Package System Approval Protocol | Brick Flange Redesign: Package System Approval Protocol | Protocol Packaging | A | Protocol | Released |  | NO | 09/07/2018 17:34:00:559 | Release
PRC085149,A,2,Brick P000221P02 Sealing OQ | Brick P000221P02 Sealing OQ | Protocol Packaging | A | Protocol | Released |  | NO | 09/07/2018 17:34:00:559 | Release
DOC023471,A,1,Enseal X1 Large Jaw EMC 4th Edition Test Plan | Enseal X1 Large Jaw EMC 4th Edition Test Plan | None | A | EPI Generic Document | Released |  | NO | 09/04/2018 16:05:54:531 | Release
PRC085653,A,4,Brick Cable Reclamation Gage Studies | Brick Cable Reclamation Gage Studies | None | A | Engineering Study | Released |  | NO | 09/04/2018 15:51:16:502 | Release
PRC085531,A,2,DV Build for NSLX120L Cable Reclamation | DV Build for NSLX120L Cable Reclamation | None | A | Engineering Study | Released |  | NO | 09/04/2018 14:47:25:366 | Release
RMD001365,C,1,ENSEAL X1 Large Jaw Tissue Sealer PMS Plan | ENSEAL X1 Large Jaw Tissue Sealer PMS Plan | Post Market Surveillance Plan | C | Risk Management Document | Obsoleted |  | NO | 08/30/2018 15:51:48:475 | Obsolete
RMD001365,A,2,ENSEAL X1 Large Jaw Tissue Sealer PMS Plan | ENSEAL X1 Large Jaw Tissue Sealer PMS Plan | Post Market Surveillance Plan | A | Risk Management Document | Obsoleted |  | NO | 08/30/2018 15:51:48:037 | Obsolete
RMD001365,B,4,ENSEAL X1 Large Jaw Tissue Sealer PMS Plan | ENSEAL X1 Large Jaw Tissue Sealer PMS Plan | Post Market Surveillance Plan | B | Risk Management Document | Obsoleted |  | NO | 08/30/2018 15:51:47:818 | Obsolete
PRC086221,A,1,Distal Contact Failure Testing | Distal Contact Failure Testing | None | A | Engineering Study | Released |  | NO | 08/24/2018 13:13:23:743 | Release
PRC082268,A,4,PI Transfer for ENSEAL X1 (NSLX120L) to Independencia Completion Report | PI Transfer for ENSEAL X1 (NSLX120L) to Independencia Completion Report | None | A | Completion Report | Released |  | NO | 08/24/2018 09:41:45:228 | Release
PRC086880,A,1,NSLX120L Gage Master Measurements | NSLX120L Gage Master Measurements | None | A | Engineering Study | Released |  | NO | 08/22/2018 08:45:23:344 | Release
PRC086772,A,6,Brrick Active Rod Functional Test for Bubbles | Brrick Active Rod Functional Test for Bubbles | None | A | Engineering Study | Released |  | NO | 08/06/2018 15:22:09:544 | Release
PRC086697,A,2,Inspection Clean of Electrode GR&R | Inspection Clean of Electrode GR&R | None | A | Engineering Study | Working |  | YES | 07/20/2018 10:02:19:409 | NA_lmart177
PRC084778,A,2,ECR945 EB3.1 | ECR945 EB3.1 | None | A | Engineering Study | Released |  | NO | 07/19/2018 15:57:45:929 | Release
PRC084731,B,6,BRICK device build for lower jaw functional testing | BRICK device build for lower jaw functional testing | None | B | Engineering Study | Released |  | NO | 07/13/2018 15:58:00:440 | Release
RA000336,A,1,GRS/GRP for ECR0001166 | GRS/GRP for ECR0001166 | Regulatory Strategy/Plan | A | Generic Regulatory Doc. | Released |  | NO | 07/13/2018 15:58:00:393 | Release
PRC084071,A,3,BRICK Jaw Looseness Evaluation | BRICK Jaw Looseness Evaluation | None | A | Engineering Study | Released |  | NO | 07/13/2018 15:58:00:331 | Release
PRC085459,A,4,Pallet Stoppers Installation at Brick Line 149 | Pallet Stoppers Installation at Brick Line 149 | None | A | Completion Report | Released |  | NO | 07/12/2018 19:06:35:208 | Release
PRC085458,A,6,Pallet Stoppers Installation at Brick Line 149 | Pallet Stoppers Installation at Brick Line 149 | Protocol Equipment Install Qual | A | Protocol | Released |  | NO | 07/12/2018 19:06:35:176 | Release
SCN058313,A,1,Load 28772 S18-178J R92Z4H,R93017,R93030,R9300Y | Load 28772 S18-178J R92Z4H,R93017,R93030,R9300Y | Sterilization Documentation | A | Scanned (Hardcopy) Item | Released |  | NO | 07/06/2018 14:00:08:077 | Release
SCN058312,A,1,Load 28759 S18-176J R92Z90,R92Z3X,R92Z95,R92Y54 | Load 28759 S18-176J R92Z90,R92Z3X,R92Z95,R92Y54 | Sterilization Documentation | A | Scanned (Hardcopy) Item | Released |  | NO | 07/06/2018 13:57:04:530 | Release
SCN058310,A,1,Load 28907 S18-209J R92603,R92604,R9261H,R9353T,R9355P,R9355R | Load 28907 S18-209J R92603,R92604,R9261H,R9353T,R9355P,R9355R | Sterilization Documentation | A | Scanned (Hardcopy) Item | Released |  | NO | 07/06/2018 13:48:12:998 | Release
SCN058308,A,1,Load 28895 S18-207J R9346Z,R9346C,R9348J,R93511 | Load 28895 S18-207J R9346Z,R9346C,R9348J,R93511 | Sterilization Documentation | A | Scanned (Hardcopy) Item | Released |  | NO | 07/06/2018 13:44:43:341 | Release
SCN058315,A,1,Load 28774 S18-181J R92Z2W,R9306Z,R93035,R9307D | Load 28774 S18-181J R92Z2W,R9306Z,R93035,R9307D | Sterilization Documentation | A | Scanned (Hardcopy) Item | Released |  | NO | 07/06/2018 13:38:23:248 | Release
RA000401,A,1,GRS/GRP for ECR0001208 | GRS/GRP for ECR0001208 | Regulatory Strategy/Plan | A | Generic Regulatory Doc. | Released |  | NO | 06/14/2018 17:50:35:002 | Release
PRC078163,A,4,Brick Vein Burst Testing | Brick Vein Burst Testing | None | A | Engineering Study | Released |  | NO | 06/11/2018 07:24:43:922 | Release
PRC085195,A,9,Completion Report MIM Jaw Confirmation Build | Completion Report MIM Jaw Confirmation Build | None | A | Completion Report | Released |  | NO | 06/08/2018 19:03:16:780 | Release
DOC022974,A,1,Legacy Enseal EMC 4th Edition Test Plan | Legacy Enseal EMC 4th Edition Test Plan | None | A | EPI Generic Document | Released |  | NO | 06/07/2018 14:11:14:072 | Release
SCN057410,A,2,Load ID 27518 S17-507J P94814,P9482V,P9482X,P9476A | Load ID 27518 S17-507J P94814,P9482V,P9482X,P9476A | Sterilization Documentation | A | Scanned (Hardcopy) Item | Released |  | NO | 06/04/2018 18:48:02:934 | Release
SCN057901,A,1,Load ID 27500 S17-506J P9420G,P9477U,P9478F,P9477G | Load ID 27500 S17-506J P9420G,P9477U,P9478F,P9477G | Sterilization Documentation | A | Scanned (Hardcopy) Item | Released |  | NO | 06/04/2018 18:41:25:537 | Release
SCN057899,A,1,Load ID 27489 S17-504J P9466M,P9471G,P9473V,P9468L | Load ID 27489 S17-504J P9466M,P9471G,P9473V,P9468L | Sterilization Documentation | A | Scanned (Hardcopy) Item | Released |  | NO | 06/04/2018 18:33:40:468 | Release
PRC085390,A,3,Competitive Claims Testing | Competitive Claims Testing | None | A | Engineering Study | Released |  | NO | 06/04/2018 16:09:42:174 | Release
PRC085566,A,3,Competitive Testing Jaw Shaft Temp Comparison | Competitive Testing Jaw Shaft Temp Comparison | None | A | Engineering Study | Released |  | NO | 06/04/2018 16:02:15:277 | Release
SCN057414,A,1,Load ID 27540 S17-513J P9499H,P9467Z,P94950 | Load ID 27540 S17-513J P9499H,P9467Z,P94950 | Sterilization Documentation | A | Scanned (Hardcopy) Item | Released |  | NO | 05/25/2018 11:21:34:316 | Release
SCN057413,A,1,Load ID 27539 S17-512J P9499G,P94973,P9494Z | Load ID 27539 S17-512J P9499G,P94973,P9494Z | Sterilization Documentation | A | Scanned (Hardcopy) Item | Released |  | NO | 05/25/2018 11:18:08:266 | Release
SCN057409,A,1,Load ID 27526 S17-509J P94886,P9477H,P9482H,P9480U | Load ID 27526 S17-509J P94886,P9477H,P9482H,P9480U | Sterilization Documentation | A | Scanned (Hardcopy) Item | Released |  | NO | 05/25/2018 11:14:21:247 | Release
SCN057419,A,1,Load ID 27419 S17-486J P9432Z,P9436X,P94453,P9436R | Load ID 27419 S17-486J P9432Z,P9436X,P94453,P9436R | Sterilization Documentation | A | Scanned (Hardcopy) Item | Released |  | NO | 05/25/2018 11:12:11:214 | Release
SCN057417,A,1,Load ID 27601 S17-521J P94C8M,P94C12,P94A6A | Load ID 27601 S17-521J P94C8M,P94C12,P94A6A | Sterilization Documentation | A | Scanned (Hardcopy) Item | Released |  | NO | 05/25/2018 10:35:44:212 | Release
SCN057415,A,1,Load ID 27589 S17-523J P94C5U,P94C11,P94C47,P94A4V | Load ID 27589 S17-523J P94C5U,P94C11,P94C47,P94A4V | Sterilization Documentation | A | Scanned (Hardcopy) Item | Released |  | NO | 05/25/2018 10:29:13:566 | Release
SCN057518,A,1,Load ID 27424 S17-488J P9433Y,P94482,P94450,P9448D | Load ID 27424 S17-488J P9433Y,P94482,P94450,P9448D | Sterilization Documentation | A | Scanned (Hardcopy) Item | Released |  | NO | 05/24/2018 19:03:32:077 | Release
SCN057519,A,1,Load ID 27439 S17-492J P94261,P94481,P9449Z,P94500 | Load ID 27439 S17-492J P94261,P94481,P9449Z,P94500 | Sterilization Documentation | A | Scanned (Hardcopy) Item | Released |  | NO | 05/24/2018 18:51:08:316 | Release
SCN057522,A,1,Load ID 27532 S17-511J P93R5U,P9478E,P94923,P94924 | Load ID 27532 S17-511J P93R5U,P9478E,P94923,P94924 | Sterilization Documentation | A | Scanned (Hardcopy) Item | Released |  | NO | 05/24/2018 18:48:35:188 | Release
SCN057260,A,1,Load ID 27659 S17-537J P94D89,P94E6K,P94E7A,P94E6U | Load ID 27659 S17-537J P94D89,P94E6K,P94E7A,P94E6U | Sterilization Documentation | A | Scanned (Hardcopy) Item | Released |  | NO | 05/24/2018 18:29:26:640 | Release
SCN057251,A,1,Load ID 27607 S17-528J P94E1V, P9489X, P94C8T | Load ID 27607 S17-528J P94E1V, P9489X, P94C8T | Sterilization Documentation | A | Scanned (Hardcopy) Item | Released |  | NO | 05/24/2018 18:21:09:445 | Release
SCN057253,A,1,Load ID 27431 S17-490J P9452C,P94501,P94505,P94413 | Load ID 27431 S17-490J P9452C,P94501,P94505,P94413 | Sterilization Documentation | A | Scanned (Hardcopy) Item | Released |  | NO | 05/24/2018 18:18:23:927 | Release
SCN057254,A,1,Load ID 27399 S17-483J P94386,P94291,P9437G,P9437C | Load ID 27399 S17-483J P94386,P94291,P9437G,P9437C | Sterilization Documentation | A | Scanned (Hardcopy) Item | Released |  | NO | 05/24/2018 18:14:30:611 | Release
SCN057255,A,1,Load ID 27400 S17-484J P94449,P9434L,P94385,P9439R | Load ID 27400 S17-484J P94449,P9434L,P94385,P9439R | Sterilization Documentation | A | Scanned (Hardcopy) Item | Released |  | NO | 05/24/2018 18:12:21:312 | Release
SCN057258,A,1,Load ID 25429 S17-104J P91N3D,P91P5K,P91P86,P91R2D | Load ID 25429 S17-104J P91N3D,P91P5K,P91P86,P91R2D | Sterilization Documentation | A | Scanned (Hardcopy) Item | Released |  | NO | 05/24/2018 18:05:33:354 | Release
SCN057252,A,1,Load ID 27440 S17-491J P94556,P94535,P9443G,P9454J | Load ID 27440 S17-491J P94556,P94535,P9443G,P9454J | Sterilization Documentation | A | Scanned (Hardcopy) Item | Released |  | NO | 05/24/2018 18:03:20:650 | Release
SCN057286,A,1,Load ID 27707 S17-545J P94C3V,P94F7F,P94F6C,P94G5G | Load ID 27707 S17-545J P94C3V,P94F7F,P94F6C,P94G5G | Sterilization Documentation | A | Scanned (Hardcopy) Item | Released |  | NO | 05/24/2018 17:49:42:164 | Release
SCN057285,A,1,Load ID 27704 S17-544J P94G27,P94F1M,P94G0C,P9467A | Load ID 27704 S17-544J P94G27,P94F1M,P94G0C,P9467A | Sterilization Documentation | A | Scanned (Hardcopy) Item | Released |  | NO | 05/24/2018 17:47:44:933 | Release
SCN057347,A,1,Load ID 27608 S17-527J P94C8J,P94D0R,P94C8W | Load ID 27608 S17-527J P94C8J,P94D0R,P94C8W | Sterilization Documentation | A | Scanned (Hardcopy) Item | Released |  | NO | 05/24/2018 17:43:34:506 | Release
SCN057345,A,1,Load ID 27646 S17-535J P94F16,P94D3C,P94972 | Load ID 27646 S17-535J P94F16,P94D3C,P94972 | Sterilization Documentation | A | Scanned (Hardcopy) Item | Released |  | NO | 05/24/2018 17:37:33:862 | Release
PRC084731,A,2,BRICK device build for lower jaw functional testing | BRICK device build for lower jaw functional testing | None | A | Engineering Study | Released |  | NO | 05/22/2018 15:35:04:168 | Release
SCN057340,A,1,Load ID 27629 S17-531J P94E2D,P9445J,P94D8Z | Load ID 27629 S17-531J P94E2D,P9445J,P94D8Z | Sterilization Documentation | A | Scanned (Hardcopy) Item | Released |  | NO | 05/18/2018 13:38:37:690 | Release
SCN057336,A,1,Load ID 27763 S17-558J P94D55,P94G4K,P94G8G,P94K2D | Load ID 27763 S17-558J P94D55,P94G4K,P94G8G,P94K2D | Sterilization Documentation | A | Scanned (Hardcopy) Item | Released |  | NO | 05/18/2018 13:28:23:392 | Release
PSB004688,C,1,2017 Project Brick Claims- COMPARISON OF DISTAL TIP SEALING PERFORMANCE BETWEEN ENSEAL® X1 LARGE JAW (NSLX | 2017 Project Brick Claims- COMPARISON OF DISTAL TIP SEALING PERFORMANCE BETWEEN ENSEAL® X1 LARGE JAW (NSLX120L) AND LIGASURE IMPACTTM (LF4318) | Protocol | C | Preclinical Study Binder | Released |  | NO | 05/11/2018 13:50:00:916 | Release
PSB004688,A,3,2017 Project Brick Claims- COMPARISON OF DISTAL TIP SEALING PERFORMANCE BETWEEN ENSEAL® X1 LARGE JAW (NSLX | 2017 Project Brick Claims- COMPARISON OF DISTAL TIP SEALING PERFORMANCE BETWEEN ENSEAL® X1 LARGE JAW (NSLX120L) AND LIGASURE IMPACTTM (LF4318) | Protocol | A | Preclinical Study Binder | Released |  | NO | 05/11/2018 13:49:59:604 | Release
PSB004688,B,1,2017 Project Brick Claims- COMPARISON OF DISTAL TIP SEALING PERFORMANCE BETWEEN ENSEAL® X1 LARGE JAW (NSLX | 2017 Project Brick Claims- COMPARISON OF DISTAL TIP SEALING PERFORMANCE BETWEEN ENSEAL® X1 LARGE JAW (NSLX120L) AND LIGASURE IMPACTTM (LF4318) | Protocol | B | Preclinical Study Binder | Released |  | NO | 05/11/2018 13:49:59:229 | Release
PRC084128,B,5,PQ Completion Report for Peter's Cable for Enseal X1 Large Jaw (NSLX120L) | PQ Completion Report for Peter's Cable for Enseal X1 Large Jaw (NSLX120L) | None | B | Completion Report | Released |  | NO | 05/11/2018 11:05:23:066 | Release
PRC084128,A,5,PQ Completion Report for Peter's Cable for Enseal X1 Large Jaw (NSLX120L) | PQ Completion Report for Peter's Cable for Enseal X1 Large Jaw (NSLX120L) | None | A | Completion Report | Released |  | NO | 05/11/2018 11:05:21:785 | Release
PRC083901,A,6,Floyd Sealer DOE - Long | Floyd Sealer DOE - Long | None | A | Engineering Study | Released |  | NO | 05/10/2018 09:23:27:640 | Release
PRC085059,A,2,Brick Wireguide Push-out Testing | Brick Wireguide Push-out Testing | None | A | Engineering Study | Released |  | NO | 05/09/2018 14:56:37:503 | Release
PRC085194,A,4,Assembly Evaluation of Upper and Lower Jaws from Production MIM Molds | Assembly Evaluation of Upper and Lower Jaws from Production MIM Molds | Protocol - Other | A | Protocol | Released |  | NO | 05/07/2018 13:21:26:033 | Release
SCN057520,A,1,Load ID 27447 S17-493J P9458X,P94534,P9454W,P9457T,P93N1G,P9432U | Load ID 27447 S17-493J P9458X,P94534,P9454W,P9457T,P93N1G,P9432U | Sterilization Documentation | A | Scanned (Hardcopy) Item | In Review |  | NO | 05/04/2018 17:34:49:647 | WIP
SCN057331,A,1,Load ID 27753 S17-556J P94H5R,P94G94,P94J0A,P94J4N | Load ID 27753 S17-556J P94H5R,P94G94,P94J0A,P94J4N | Sterilization Documentation | A | Scanned (Hardcopy) Item | Released |  | NO | 05/04/2018 17:30:26:942 | Release
SCN057385,A,1,Load ID 27708 S17-546J,P94H3H,P94G06,P94G6K | Load ID 27708 S17-546J,P94H3H,P94G06,P94G6K | Sterilization Documentation | A | Scanned (Hardcopy) Item | Released |  | NO | 05/03/2018 18:49:06:493 | Release
PRC084566,A,2,Brick ECR0000945 EB3 Burst Pressure Reliability | Brick ECR0000945 EB3 Burst Pressure Reliability | None | A | Engineering Study | Released |  | NO | 05/03/2018 09:53:01:168 | Release
PRC084846,B,2,Functional Testing for Brick Upper and Lower MIM Jaws SPCR | Functional Testing for Brick Upper and Lower MIM Jaws SPCR | None | B | Engineering Study | Released |  | NO | 05/01/2018 13:39:33:994 | Release
PRC084846,A,2,Functional Testing for Brick Upper and Lower MIM Jaws SPCR | Functional Testing for Brick Upper and Lower MIM Jaws SPCR | None | A | Engineering Study | Released |  | NO | 05/01/2018 13:39:33:072 | Release
RMD001387,B,3,ENSEAL X1 Large Jaw PMS Report | ENSEAL X1 Large Jaw PMS Report | Risk Management Report - Post Market Surveillance Report | B | Risk Management Document | Released |  | NO | 04/27/2018 10:32:16:637 | Release
RMD001387,A,2,ENSEAL X1 Large Jaw PMS Report | ENSEAL X1 Large Jaw PMS Report | Risk Management Report - Post Market Surveillance Report | A | Risk Management Document | Released |  | NO | 04/27/2018 10:32:16:153 | Release
PRC084251,A,3,Brick EB3 Jaw Gap Process DOE | Brick EB3 Jaw Gap Process DOE | None | A | Engineering Study | Released |  | NO | 04/24/2018 15:13:01:874 | Release
PRC084636,A,4,Brick Prototype Contact Assessment | Brick Prototype Contact Assessment | None | A | Engineering Study | Released |  | NO | 04/10/2018 16:23:18:998 | Release
PRC083617,A,1,Brick Alternate Electrode Lateral Play Confirmation | Brick Alternate Electrode Lateral Play Confirmation | None | A | Engineering Study | Working |  | NO | 04/10/2018 09:49:04:069 | WIP
PSB004759,A,2,2018 Brick PEF- Project Brick: Observations on Closure Lever Designs for the ENSEAL® X1 Large Jaw Tissue S | 2018 Brick PEF- Project Brick: Observations on Closure Lever Designs for the ENSEAL® X1 Large Jaw Tissue Sealer in the Porcine Model | Evaluation | A | Preclinical Study Binder | Released |  | NO | 04/09/2018 15:19:44:701 | Release
PRC078626,A,4,Brick Device Functional Tester SigPOD and PLC Settings | Brick Device Functional Tester SigPOD and PLC Settings | None | A | Engineering Study | Released |  | NO | 04/06/2018 15:15:47:591 | Release
PRC082604,A,3,Brick EB2 Build, Screening DOE ECR0000945 | Brick EB2 Build, Screening DOE ECR0000945 | None | A | Engineering Study | Released |  | NO | 04/02/2018 09:01:35:741 | Release
PRC082917,A,9,New Lantech Strapping Machine | New Lantech Strapping Machine | Protocol Equipment Install Qual | A | Protocol | Released |  | NO | 03/20/2018 19:01:53:943 | Release
PRC084303,B,4,Design of experiments (DOE) for Shrink wrap lantech E12670 | Design of experiments (DOE) for Shrink wrap lantech E12670 | None | B | Engineering Study | Released |  | NO | 03/20/2018 19:01:53:927 | Release
PRC084728,A,4,Protocol for E18091 EEPROM Reader Installation in PI Laboratory | Protocol for E18091 EEPROM Reader Installation in PI Laboratory | Protocol - Other | A | Protocol | Released |  | NO | 03/15/2018 10:54:24:380 | Release
SCN054820,A,2,Load ID 27327 S17-468J,P9411N,P9414A,P9409V | Load ID 27327 S17-468J,P9411N,P9414A,P9409V | Sterilization Documentation | A | Scanned (Hardcopy) Item | Released |  | NO | 03/12/2018 16:41:01:427 | Release
SCN054822,A,2,Load ID 27326 S17-467J,P94118,P9408E,P9411F | Load ID 27326 S17-467J,P94118,P9408E,P9411F | Sterilization Documentation | A | Scanned (Hardcopy) Item | Released |  | NO | 03/12/2018 16:39:20:442 | Release
PRC084890,B,3,Conformal Coating Verification By Inspection | Conformal Coating Verification By Inspection | None | B | Engineering Study | Released |  | NO | 03/12/2018 13:19:04:247 | Release
PRC082710,B,9,Brick Cable Move DV Build | Brick Cable Move DV Build | None | B | Engineering Study | Released |  | NO | 03/12/2018 13:19:04:184 | Release
PRC084127,A,7,Performance Qualification for Brick's Peters Cable | Performance Qualification for Brick's Peters Cable | Protocol Performance Qualification | A | Protocol | Released |  | NO | 03/12/2018 13:19:04:090 | Release
PRC084132,B,5,Peters Cable Design Verification Testing | Peters Cable Design Verification Testing | None | B | Engineering Study | Released |  | NO | 03/12/2018 13:19:04:090 | Release
SCN055005,A,1,Load ID 27023 S17-401J,P93K43,P93K8D | Load ID 27023 S17-401J,P93K43,P93K8D | Sterilization Documentation | A | Scanned (Hardcopy) Item | Released |  | NO | 03/09/2018 19:29:49:127 | Release
SCN056658,A,3,Load ID 26866 S17-362J P93D42, P93C5G, P93C9V, P9322W | Load ID 26866 S17-362J P93D42, P93C5G, P93C9V, P9322W | Sterilization Documentation | A | Scanned (Hardcopy) Item | In Review |  | NO | 03/09/2018 17:56:51:821 | WIP
SCN054655,A,2,Load ID 26140 S17-233J P92J6Y, P92K15, P92J91, P92K1U | Load ID 26140 S17-233J P92J6Y, P92K15, P92J91, P92K1U | Sterilization Documentation | A | Scanned (Hardcopy) Item | Released |  | NO | 03/09/2018 15:52:30:869 | Release
SCN054670,A,1,Load ID 25845 S17-185J P9273G, P91J8Y, P9270U, P9273C | Load ID 25845 S17-185J P9273G, P91J8Y, P9270U, P9273C | Sterilization Documentation | A | Scanned (Hardcopy) Item | Released |  | NO | 03/09/2018 13:05:36:396 | Release
SCN054808,A,1,Load ID 27310 S17-465J,P9401K,P93Y4A,P9400F,P94015 | Load ID 27310 S17-465J,P9401K,P93Y4A,P9400F,P94015 | Sterilization Documentation | A | Scanned (Hardcopy) Item | Released |  | NO | 03/09/2018 13:04:23:333 | Release
SCN054823,A,1,Load ID 27313 S17-463J,P93U8M,P93Z9P,P93Z8F,P93Z9K | Load ID 27313 S17-463J,P93U8M,P93Z9P,P93Z8F,P93Z9K | Sterilization Documentation | A | Scanned (Hardcopy) Item | Released |  | NO | 03/09/2018 13:03:50:427 | Release
SCN055722,A,1,Load ID 26866 S17-362J P93D42, P93C5G, P93C9V, P9322W | Load ID 26866 S17-362J P93D42, P93C5G, P93C9V, P9322W | Sterilization Documentation | A | Scanned (Hardcopy) Item | Rejected |  | NO | 03/09/2018 12:40:52:580 | WIP
PRC084935,A,1,Brick Wire Guide Retention Force Test Method | Brick Wire Guide Retention Force Test Method | None | A | Engineering Study | Released |  | NO | 03/08/2018 10:33:19:101 | Release
PRC084890,A,3,Conformal Coating Verification By Inspection | Conformal Coating Verification By Inspection | None | A | Engineering Study | Released |  | NO | 03/07/2018 08:20:22:438 | Release
PRC080481,B,5,Brick Knife Biocompatibility Sample Preparation | Brick Knife Biocompatibility Sample Preparation | None | B | Engineering Study | Released |  | NO | 03/06/2018 10:24:32:682 | Release
PRC080481,A,6,Brick Knife Biocompatibility Sample Preparation | Brick Knife Biocompatibility Sample Preparation | None | A | Engineering Study | Released |  | NO | 03/06/2018 10:24:31:979 | Release
PRC084227,B,3,CEA Cable PCB Change Functional Testing | CEA Cable PCB Change Functional Testing | None | B | Engineering Study | Released |  | NO | 03/06/2018 10:08:30:899 | Release
PRC084227,A,2,CEA Cable PCB Change Functional Testing | CEA Cable PCB Change Functional Testing | None | A | Engineering Study | Released |  | NO | 03/06/2018 10:08:30:196 | Release
SCN055298,A,1,Load ID 25228 S17-062J P91D0P,P91D3U,P91E36 | Load ID 25228 S17-062J P91D0P,P91D3U,P91E36 | Sterilization Documentation | A | Scanned (Hardcopy) Item | Released |  | NO | 03/05/2018 18:20:19:655 | Release
SCN055304,A,1,Load ID 25418 S17-097J P91M7N,P91N57,P91N6W,P91N6X | Load ID 25418 S17-097J P91M7N,P91N57,P91N6W,P91N6X | Sterilization Documentation | A | Scanned (Hardcopy) Item | Released |  | NO | 03/05/2018 18:16:33:686 | Release
SCN055736,A,1,Load ID 25176 S17-046J P91744, P9182R, P91913 | Load ID 25176 S17-046J P91744, P9182R, P91913 | Sterilization Documentation | A | Scanned (Hardcopy) Item | Released |  | NO | 03/01/2018 17:44:12:099 | Release
SCN055695,A,1,Load ID 25018 S17-025J N93M34, N93N2Z, N93N43, N93P7N | Load ID 25018 S17-025J N93M34, N93N2Z, N93N43, N93P7N | Sterilization Documentation | A | Scanned (Hardcopy) Item | Released |  | NO | 03/01/2018 17:06:24:861 | Release
PRC083209,A,6,SV for Sand Blast Machine E16520 ID ES2445 | SV for Sand Blast Machine E16520 ID ES2445 | Protocol Software Validation | A | Protocol | Released |  | NO | 02/28/2018 17:49:58:827 | Release
PRC082798,A,6,Criticality assessment for Sand Blast E16520 | Criticality assessment for Sand Blast E16520 | None | A | Engineering Study | Released |  | NO | 02/28/2018 17:49:58:811 | Release
PRC082931,A,8,IQ for Sand Blaster Machine E16520 ES2445 | IQ for Sand Blaster Machine E16520 ES2445 | Protocol Equipment Install Qual | A | Protocol | Released |  | NO | 02/28/2018 17:49:58:811 | Release
PRC083938,B,8,Brick Cable Brick CEA Onanon Functional Test and Bioburden Build | Brick Cable Brick CEA Onanon Functional Test and Bioburden Build | None | B | Engineering Study | Released |  | NO | 02/26/2018 15:00:58:674 | Release
PRC083938,A,4,Brick Cable Brick CEA Onanon Functional Test and Bioburden Build | Brick Cable Brick CEA Onanon Functional Test and Bioburden Build | None | A | Engineering Study | Released |  | NO | 02/26/2018 15:00:57:830 | Release
PRC082989,A,3,Alternate Electrode EB1 Device Evaluation | Alternate Electrode EB1 Device Evaluation | None | A | Engineering Study | Released |  | NO | 02/26/2018 14:50:27:957 | Release
PRC084132,A,4,Peters Cable Design Verification Testing | Peters Cable Design Verification Testing | None | A | Engineering Study | Released |  | NO | 02/26/2018 14:33:13:451 | Release
PRC084311,B,2,Brick Main Spring Verification By Inspection | Brick Main Spring Verification By Inspection | None | B | Engineering Study | Released |  | NO | 02/26/2018 11:29:37:639 | Release
PRC084311,A,1,Brick Main Spring Verification By Inspection | Brick Main Spring Verification By Inspection | None | A | Engineering Study | Released |  | NO | 02/26/2018 11:29:36:748 | Release
PRC082710,A,8,Brick Cable Move DV Build | Brick Cable Move DV Build | None | A | Engineering Study | Released |  | NO | 02/22/2018 14:37:58:645 | Release
SCN053886,A,1,Load ID 23151 S16-212J N91N1N, N91N1T, N91M3R, N91M6N | Load ID 23151 S16-212J N91N1N, N91N1T, N91M3R, N91M6N | Sterilization Documentation | A | Scanned (Hardcopy) Item | Released |  | NO | 02/21/2018 12:50:35:936 | Release
PRC084303,A,8,Design of experiments (DOE) for Shrink wrap lantech E12670 | Design of experiments (DOE) for Shrink wrap lantech E12670 | None | A | Engineering Study | Released |  | NO | 02/15/2018 15:52:21:733 | Release
SCN055301,A,1,Load ID 25393 S17-095J P91N0R,P91M2G | Load ID 25393 S17-095J P91N0R,P91M2G | Sterilization Documentation | A | Scanned (Hardcopy) Item | Released |  | NO | 02/14/2018 13:01:17:565 | Release
SCN055793,A,1,Load ID 26920 S17-374J P93F1L,P93F3M,P93F3N,P93F11 | Load ID 26920 S17-374J P93F1L,P93F3M,P93F3N,P93F11 | Sterilization Documentation | A | Scanned (Hardcopy) Item | Released |  | NO | 02/13/2018 18:08:06:759 | Release
SCN055791,A,1,Load ID 26918 S17-372J P93E9Z,P93D7R,P93F19,P93E6C | Load ID 26918 S17-372J P93E9Z,P93D7R,P93F19,P93E6C | Sterilization Documentation | A | Scanned (Hardcopy) Item | Released |  | NO | 02/13/2018 18:07:25:931 | Release
SCN055669,A,1,Load ID 26982 S17-390J P93H8L,P93G2G,P93H3D,P93G86 | Load ID 26982 S17-390J P93H8L,P93G2G,P93H3D,P93G86 | Sterilization Documentation | A | Scanned (Hardcopy) Item | Released |  | NO | 02/13/2018 18:06:31:619 | Release
SCN055970,A,1,Load ID 27453 S17-496J P94628,P94551,P94679,P94588 | Load ID 27453 S17-496J P94628,P94551,P94679,P94588 | Sterilization Documentation | A | Scanned (Hardcopy) Item | Released |  | NO | 02/09/2018 16:58:35:843 | Release
SCN054678,A,1,Load ID 25879 S17-192J P9288P, P9285C, P9287X, P9281K | Load ID 25879 S17-192J P9288P, P9285C, P9287X, P9281K | Sterilization Documentation | A | Scanned (Hardcopy) Item | Released |  | NO | 02/09/2018 11:19:41:886 | Release
SCN054673,A,1,Load ID 25875 S17-189J P92797, P92841, P9278J, P9279F | Load ID 25875 S17-189J P92797, P92841, P9278J, P9279F | Sterilization Documentation | A | Scanned (Hardcopy) Item | Released |  | NO | 02/09/2018 11:13:50:691 | Release
SCN054663,A,1,Load ID 25841 S17-184J P9268L, P9270V, P92757, P92758 | Load ID 25841 S17-184J P9268L, P9270V, P92757, P92758 | Sterilization Documentation | A | Scanned (Hardcopy) Item | Released |  | NO | 02/09/2018 10:58:28:093 | Release
SCN054656,A,1,Load ID 26135 S17-231J P92J2N, P92H75, P92J7M, P92J7N | Load ID 26135 S17-231J P92J2N, P92H75, P92J7M, P92J7N | Sterilization Documentation | A | Scanned (Hardcopy) Item | Released |  | NO | 02/09/2018 10:52:02:913 | Release
SCN054658,A,1,Load ID 26109 S17-229J P92J1E, P92J10, P92J1N, P92J1P | Load ID 26109 S17-229J P92J1E, P92J10, P92J1N, P92J1P | Sterilization Documentation | A | Scanned (Hardcopy) Item | Released |  | NO | 02/08/2018 18:25:35:832 | Release
SCN054660,A,1,Load ID 26097 S17-228J P92H7Y, P92H2F, P92H42, P92J11 | Load ID 26097 S17-228J P92H7Y, P92H2F, P92H42, P92J11 | Sterilization Documentation | A | Scanned (Hardcopy) Item | Released |  | NO | 02/08/2018 18:15:45:523 | Release
PRC084573,A,1,Qualitative Assessment of Alternate Electrode EB3 in a Porcine Lab | Qualitative Assessment of Alternate Electrode EB3 in a Porcine Lab | None | A | Engineering Study | Working |  | NO | 02/07/2018 17:27:17:215 | NA_shall2
SCN054901,A,1,Load ID 27182 S17-439J,P93U10,P93U17,P93U5K,P93U5L | Load ID 27182 S17-439J,P93U10,P93U17,P93U5K,P93U5L | Sterilization Documentation | A | Scanned (Hardcopy) Item | Released |  | NO | 02/07/2018 16:53:03:281 | Release
SCN054904,A,1,Load ID 27304 S17-462J,P93Z8C,P93X4E,P93Z9M,P93Z8G | Load ID 27304 S17-462J,P93Z8C,P93X4E,P93Z9M,P93Z8G | Sterilization Documentation | A | Scanned (Hardcopy) Item | Released |  | NO | 02/07/2018 16:51:18:685 | Release
SCN054866,A,1,Load ID 27300 S17-461J,P93Z58,P93Z2L,P93X2W | Load ID 27300 S17-461J,P93Z58,P93Z2L,P93X2W | Sterilization Documentation | A | Scanned (Hardcopy) Item | Released |  | NO | 02/07/2018 16:06:23:707 | Release
SCN054865,A,1,Load ID 27290 S17-459J,P93Y7Z,P93Z05,P93X2X,P93Z5W | Load ID 27290 S17-459J,P93Y7Z,P93Z05,P93X2X,P93Z5W | Sterilization Documentation | A | Scanned (Hardcopy) Item | Released |  | NO | 02/07/2018 16:04:54:622 | Release
SCN054863,A,1,Load ID 27264 S17-454J,P93X9D,P93Y2R,P93Y1P,P93Y3Y | Load ID 27264 S17-454J,P93X9D,P93Y2R,P93Y1P,P93Y3Y | Sterilization Documentation | A | Scanned (Hardcopy) Item | Released |  | NO | 02/07/2018 16:00:04:907 | Release
SCN054859,A,1,Load ID 27240 S17-448J,P93X41,P93V7W,P93W0A | Load ID 27240 S17-448J,P93X41,P93V7W,P93W0A | Sterilization Documentation | A | Scanned (Hardcopy) Item | Released |  | NO | 02/07/2018 15:53:17:879 | Release
SCN054854,A,1,Load ID 27253 S17-450J,P93X96,P93U49,P93V8M | Load ID 27253 S17-450J,P93X96,P93U49,P93V8M | Sterilization Documentation | A | Scanned (Hardcopy) Item | Released |  | NO | 02/07/2018 15:27:03:537 | Release
SCN054828,A,1,Load ID 27159 S17-433J,P93R7F,P93U00,P93P38,P93T20 | Load ID 27159 S17-433J,P93R7F,P93U00,P93P38,P93T20 | Sterilization Documentation | A | Scanned (Hardcopy) Item | Released |  | NO | 02/07/2018 13:47:09:112 | Release
SCN054846,A,1,Load ID 26794 S17-345J,P9399F,P9386N,P9394T,P9390E | Load ID 26794 S17-345J,P9399F,P9386N,P9394T,P9390E | Sterilization Documentation | A | Scanned (Hardcopy) Item | Released |  | NO | 02/07/2018 13:38:06:741 | Release
SCN054845,A,1,Load ID 26789 S17-344J,P9390G,P93826,P9392H,P9386M | Load ID 26789 S17-344J,P9390G,P93826,P9392H,P9386M | Sterilization Documentation | A | Scanned (Hardcopy) Item | Released |  | NO | 02/07/2018 13:35:45:926 | Release
SCN054807,A,1,Load ID 27311 S17-466J,P9404C,P9405J,P9405K,P94076 | Load ID 27311 S17-466J,P9404C,P9405J,P9405K,P94076 | Sterilization Documentation | A | Scanned (Hardcopy) Item | Released |  | NO | 02/07/2018 13:34:55:534 | Release
SCN054806,A,1,Load ID 27263 S17-453J,P93W0D,P93X92,P93X93,P93X2G | Load ID 27263 S17-453J,P93W0D,P93X92,P93X93,P93X2G | Sterilization Documentation | A | Scanned (Hardcopy) Item | Released |  | NO | 02/07/2018 13:33:24:423 | Release
SCN054842,A,1,Load ID 26775 S17-342J,P93855,P9379C,P93852,P9392G | Load ID 26775 S17-342J,P93855,P9379C,P93852,P9392G | Sterilization Documentation | A | Scanned (Hardcopy) Item | Released |  | NO | 02/07/2018 13:32:36:313 | Release
SCN054805,A,1,Load ID 27279 S17-458J,P93Y4C,P93X98,P93Y48,P93Y8X | Load ID 27279 S17-458J,P93Y4C,P93X98,P93Y48,P93Y8X | Sterilization Documentation | A | Scanned (Hardcopy) Item | Released |  | NO | 02/07/2018 13:31:03:154 | Release
SCN053903,A,1,Load ID 23929 S16-323J N92N27, N92N3Z, N92N40, N92M98 | Load ID 23929 S16-323J N92N27, N92N3Z, N92N40, N92M98 | Sterilization Documentation | A | Scanned (Hardcopy) Item | Released |  | NO | 02/06/2018 13:31:46:111 | Release
PRC084380,A,7,Installation Qualification for Brick Laser Marker E17138 /Functional Tester Tooling Chamfer E17137 | Installation Qualification for Brick Laser Marker E17138 /Functional Tester Tooling Chamfer E17137 | Protocol Equipment Install Qual | A | Protocol | Released |  | NO | 02/02/2018 18:58:22:216 | Release
SCN055476,A,1,Load ID 26435 S17-283J P92X5W, P92X51, P92W55, P92X5A | Load ID 26435 S17-283J P92X5W, P92X51, P92W55, P92X5A | Sterilization Documentation | A | Scanned (Hardcopy) Item | Released |  | NO | 02/02/2018 16:41:33:990 | Release
SCN055462,A,1,Load ID 25998 S17-210J P92E0K, P92E2M, P92E2N, P92D1L | Load ID 25998 S17-210J P92E0K, P92E2M, P92E2N, P92D1L | Sterilization Documentation | A | Scanned (Hardcopy) Item | Released |  | NO | 02/02/2018 11:06:23:301 | Release
SCN055468,A,1,Load ID 26426 S17-281J P92X35, P92W0P | Load ID 26426 S17-281J P92X35, P92W0P | Sterilization Documentation | A | Scanned (Hardcopy) Item | Released |  | NO | 02/01/2018 16:06:34:347 | Release
SCN055457,A,1,Load ID 26427 S17-282J P92W68, P92X05, P92W8Z, P92X0W | Load ID 26427 S17-282J P92W68, P92X05, P92W8Z, P92X0W | Sterilization Documentation | A | Scanned (Hardcopy) Item | Released |  | NO | 02/01/2018 12:34:27:920 | Release
SCN054994,A,1,Load ID 26943 S17-360J,P93C7M,P93F60,P93E86,P93G2W | Load ID 26943 S17-360J,P93C7M,P93F60,P93E86,P93G2W | Sterilization Documentation | A | Scanned (Hardcopy) Item | Released |  | NO | 01/31/2018 19:29:59:700 | Release
SCN055002,A,1,Load ID 26981 S17-389J,P93H3P,P93G06,P93H3C,P93H3E | Load ID 26981 S17-389J,P93H3P,P93G06,P93H3C,P93H3E | Sterilization Documentation | A | Scanned (Hardcopy) Item | Released |  | NO | 01/31/2018 19:28:58:434 | Release
SCN055000,A,1,Load ID 26963 S17-385J,P93G2U,P93G8P,P93H2Z,P93F72 | Load ID 26963 S17-385J,P93G2U,P93G8P,P93H2Z,P93F72 | Sterilization Documentation | A | Scanned (Hardcopy) Item | Released |  | NO | 01/31/2018 19:27:05:588 | Release
SCN054995,A,1,Load ID 26951 S17-381J,P93G0F,P93G27,P93G51,P93G8K | Load ID 26951 S17-381J,P93G0F,P93G27,P93G51,P93G8K | Sterilization Documentation | A | Scanned (Hardcopy) Item | Released |  | NO | 01/31/2018 19:23:29:413 | Release
SCN055539,A,1,Load ID 25328 S17-079J P91J8E, P91H63 | Load ID 25328 S17-079J P91J8E, P91H63 | Sterilization Documentation | A | Scanned (Hardcopy) Item | Released |  | NO | 01/31/2018 18:23:57:375 | Release
SCN055531,A,1,Load ID 25314 S17-076J P91J8F, P91J12 | Load ID 25314 S17-076J P91J8F, P91J12 | Sterilization Documentation | A | Scanned (Hardcopy) Item | Released |  | NO | 01/31/2018 18:20:19:106 | Release
SCN054857,A,1,Load ID 25750 S17-167J P9232Z, P9238U, P92437, P9245R | Load ID 25750 S17-167J P9232Z, P9238U, P92437, P9245R | Sterilization Documentation | A | Scanned (Hardcopy) Item | Released |  | NO | 01/31/2018 11:27:31:095 | Release
SCN054815,A,1,Load ID 25824 S17-181J P9264C, P9265W, P9269T, P9269U | Load ID 25824 S17-181J P9264C, P9265W, P9269T, P9269U | Sterilization Documentation | A | Scanned (Hardcopy) Item | Released |  | NO | 01/31/2018 11:11:33:190 | Release
SCN054813,A,1,Load ID 25798 S17-177J P92600, P9253T | Load ID 25798 S17-177J P92600, P9253T | Sterilization Documentation | A | Scanned (Hardcopy) Item | Released |  | NO | 01/31/2018 11:07:53:953 | Release
SCN054811,A,1,Load ID 25789 S17-175J P9244U, P9255N, P9244R, P9257H | Load ID 25789 S17-175J P9244U, P9255N, P9244R, P9257H | Sterilization Documentation | A | Scanned (Hardcopy) Item | Released |  | NO | 01/31/2018 10:57:00:599 | Release
SCN055231,A,1,Load ID 26183 S17-239J P92M0D,P92L68,P92L69,P92L75 | Load ID 26183 S17-239J P92M0D,P92L68,P92L69,P92L75 | Sterilization Documentation | A | Scanned (Hardcopy) Item | Released |  | NO | 01/30/2018 17:35:08:036 | Release
SCN055230,A,1,Load ID 26279 S17-257J P92P4H,P92P93,P92P02 | Load ID 26279 S17-257J P92P4H,P92P93,P92P02 | Sterilization Documentation | A | Scanned (Hardcopy) Item | Released |  | NO | 01/30/2018 17:32:49:909 | Release
SCN055227,A,1,Load ID 26245 S17-249J P92N6X,P92N3E | Load ID 26245 S17-249J P92N6X,P92N3E | Sterilization Documentation | A | Scanned (Hardcopy) Item | Released |  | NO | 01/30/2018 17:30:52:798 | Release
SCN055224,A,1,Load ID 26219 S17-245J P92N14,P92M4T | Load ID 26219 S17-245J P92N14,P92M4T | Sterilization Documentation | A | Scanned (Hardcopy) Item | Released |  | NO | 01/30/2018 17:23:41:541 | Release
SCN055219,A,1,Load ID 26220 S17-246J P92M8N,P92M91,P92M28,P92N0H | Load ID 26220 S17-246J P92M8N,P92M91,P92M28,P92N0H | Sterilization Documentation | A | Scanned (Hardcopy) Item | Released |  | NO | 01/30/2018 17:18:03:599 | Release
SCN055682,A,1,Load ID 26917 S17-371J P93E5W,P93E6G,P93E3J,P93E8R | Load ID 26917 S17-371J P93E5W,P93E6G,P93E3J,P93E8R | Sterilization Documentation | A | Scanned (Hardcopy) Item | Released |  | NO | 01/30/2018 17:03:07:944 | Release
SCN055213,A,1,Load ID 26204 S17-243J P92M1N,P92M2J,P92M2K,P92M6W | Load ID 26204 S17-243J P92M1N,P92M2J,P92M2K,P92M6W | Sterilization Documentation | A | Scanned (Hardcopy) Item | Released |  | NO | 01/30/2018 16:55:09:531 | Release
SCN055211,A,1,Load ID 26267 S17-253J P92N8X,P92N9H,P92P23,P92P24 | Load ID 26267 S17-253J P92N8X,P92N9H,P92P23,P92P24 | Sterilization Documentation | A | Scanned (Hardcopy) Item | Released |  | NO | 01/30/2018 16:53:08:435 | Release
SCN055678,A,1,Load ID 26938 S17-379J P93F5W,P93F6D,P93E84,P93E88 | Load ID 26938 S17-379J P93F5W,P93F6D,P93E84,P93E88 | Sterilization Documentation | A | Scanned (Hardcopy) Item | Released |  | NO | 01/30/2018 16:49:55:167 | Release
SCN055677,A,1,Load ID 26994 S17-393J P93J5E,P93J29,P93J5C,P93H3F | Load ID 26994 S17-393J P93J5E,P93J29,P93J5C,P93H3F | Sterilization Documentation | A | Scanned (Hardcopy) Item | Released |  | NO | 01/30/2018 16:32:35:964 | Release
SCN055673,A,1,Load ID 27008 S17-398J P93J9J,P93J5U,P93K0V,P93K2M | Load ID 27008 S17-398J P93J9J,P93J5U,P93K0V,P93K2M | Sterilization Documentation | A | Scanned (Hardcopy) Item | Released |  | NO | 01/30/2018 15:59:30:137 | Release
SCN055671,A,1,Load ID 26992 S17-396J P93J9H,P93J60,P93K0C,P93H7X | Load ID 26992 S17-396J P93J9H,P93J60,P93K0C,P93H7X | Sterilization Documentation | A | Scanned (Hardcopy) Item | Released |  | NO | 01/30/2018 15:24:31:590 | Release
SCN055670,A,1,Load ID 26986 S17-391J P93J2L,P93G2F,P93G87,P93J1W | Load ID 26986 S17-391J P93J2L,P93G2F,P93G87,P93J1W | Sterilization Documentation | A | Scanned (Hardcopy) Item | Released |  | NO | 01/30/2018 15:18:58:131 | Release
SCN054936,A,1,Load ID 26638 S17-314J P9341E, P9339V | Load ID 26638 S17-314J P9341E, P9339V | Sterilization Documentation | A | Scanned (Hardcopy) Item | Released |  | NO | 01/29/2018 19:21:08:161 | Release
SCN054935,A,1,Load ID 26629 S17-312J P9325U, P9327U, P9343F, P9343G | Load ID 26629 S17-312J P9325U, P9327U, P9343F, P9343G | Sterilization Documentation | A | Scanned (Hardcopy) Item | Released |  | NO | 01/29/2018 19:20:23:848 | Release
SCN054931,A,1,Load ID 26671 S17-318J P9352Y, P9354A, P9330K, P9345C | Load ID 26671 S17-318J P9352Y, P9354A, P9330K, P9345C | Sterilization Documentation | A | Scanned (Hardcopy) Item | Released |  | NO | 01/29/2018 19:16:20:877 | Release
SCN054930,A,1,Load ID 26676 S17-321J P93590, P9348H, P93483, P9353Y | Load ID 26676 S17-321J P93590, P9348H, P93483, P9353Y | Sterilization Documentation | A | Scanned (Hardcopy) Item | Released |  | NO | 01/29/2018 19:15:20:939 | Release
SCN054927,A,1,Load ID 26705 S17-325J P9361T, P9365Y, P93556, P9363E | Load ID 26705 S17-325J P9361T, P9365Y, P93556, P9363E | Sterilization Documentation | A | Scanned (Hardcopy) Item | Released |  | NO | 01/29/2018 19:12:48:188 | Release
SCN054926,A,1,Load ID 26710 S17-326J P9371Z, P9365D, P9361N, P92T72 | Load ID 26710 S17-326J P9371Z, P9365D, P9361N, P92T72 | Sterilization Documentation | A | Scanned (Hardcopy) Item | Released |  | NO | 01/29/2018 19:11:52:672 | Release
SCN055417,A,1,Load ID 26307 S17-262J P92R32, P92P7H, P92T1D, P92P03 | Load ID 26307 S17-262J P92R32, P92P7H, P92T1D, P92P03 | Sterilization Documentation | A | Scanned (Hardcopy) Item | Released |  | NO | 01/29/2018 18:05:50:169 | Release
SCN055418,A,1,Load ID 26334 S17-265J P92R7M,P92T94,P92U2L,P92R7L | Load ID 26334 S17-265J P92R7M,P92T94,P92U2L,P92R7L | Sterilization Documentation | A | Scanned (Hardcopy) Item | Released |  | NO | 01/29/2018 18:01:52:276 | Release
SCN055401,A,1,Load ID 26084 S17-226J P92H15,P92H4H,P9249Z,P92H2E | Load ID 26084 S17-226J P92H15,P92H4H,P9249Z,P92H2E | Sterilization Documentation | A | Scanned (Hardcopy) Item | Released |  | NO | 01/29/2018 17:51:51:443 | Release
SCN055627,A,2,Load ID 26380 S17-275J P92W4Z, P92R71 | Load ID 26380 S17-275J P92W4Z, P92R71 | Sterilization Documentation | A | Scanned (Hardcopy) Item | Released |  | NO | 01/29/2018 17:37:27:030 | Release
SCN055628,A,1,Load ID 26379 S17-274J P92W2K, P92R72 | Load ID 26379 S17-274J P92W2K, P92R72 | Sterilization Documentation | A | Scanned (Hardcopy) Item | Released |  | NO | 01/29/2018 17:35:17:216 | Release
SCN055631,A,1,Load ID 26365 S17-271J P92R70, P92U6R, P92U3U, P92V13 | Load ID 26365 S17-271J P92R70, P92U6R, P92U3U, P92V13 | Sterilization Documentation | A | Scanned (Hardcopy) Item | Released |  | NO | 01/29/2018 17:27:11:087 | Release
SCN055259,A,1,Load ID 26276 S17-255J P92P32,P92P3E,P92P5G,P92P5H | Load ID 26276 S17-255J P92P32,P92P3E,P92P5G,P92P5H | Sterilization Documentation | A | Scanned (Hardcopy) Item | Released |  | NO | 01/29/2018 16:50:11:146 | Release
SCN055257,A,1,Load ID 26177 S17-238J P92L46,P92L24,P92L76,P92K67 | Load ID 26177 S17-238J P92L46,P92L24,P92L76,P92K67 | Sterilization Documentation | A | Scanned (Hardcopy) Item | Released |  | NO | 01/29/2018 16:40:48:766 | Release
SCN055255,A,1,Load ID 26163 S17-236J P92K60,P92L05,P92K7J,P92K3H | Load ID 26163 S17-236J P92K60,P92L05,P92K7J,P92K3H | Sterilization Documentation | A | Scanned (Hardcopy) Item | Released |  | NO | 01/29/2018 16:36:03:873 | Release
SCN055309,A,1,Load ID 25279 S17-070J P91E8P,P91H4C,P91H4D,P91G2J | Load ID 25279 S17-070J P91E8P,P91H4C,P91H4D,P91G2J | Sterilization Documentation | A | Scanned (Hardcopy) Item | Released |  | NO | 01/29/2018 16:13:35:080 | Release
SCN055299,A,1,Load ID 25278 S17-069J P93P8E,P9101G,P91F89,P91G9Y | Load ID 25278 S17-069J P93P8E,P9101G,P91F89,P91G9Y | Sterilization Documentation | A | Scanned (Hardcopy) Item | Released |  | NO | 01/29/2018 15:53:10:148 | Release
PRC082680,A,2,Alternate Electrode EB1 Build | Alternate Electrode EB1 Build | None | A | Engineering Study | Released |  | NO | 01/29/2018 14:08:24:782 | Release
SCN055380,A,1,Load ID 26538 S17-298J P93021, P93115, P9306L, P93116 | Load ID 26538 S17-298J P93021, P93115, P9306L, P93116 | Sterilization Documentation | A | Scanned (Hardcopy) Item | Released |  | NO | 01/26/2018 18:31:19:386 | Release
SCN055379,A,1,Load ID 26507 S17-293J P92Z2L, P92Z0D, P9301N, P92Z4V | Load ID 26507 S17-293J P92Z2L, P92Z0D, P9301N, P92Z4V | Sterilization Documentation | A | Scanned (Hardcopy) Item | Released |  | NO | 01/26/2018 18:23:16:335 | Release
SCN055359,A,1,Load ID 26498 S17-292J P9301M, P92Y89, P92Y5P, P92Z0C | Load ID 26498 S17-292J P9301M, P92Y89, P92Y5P, P92Z0C | Sterilization Documentation | A | Scanned (Hardcopy) Item | Released |  | NO | 01/26/2018 18:10:02:781 | Release
SCN055337,A,1,Load ID 26478 S17-290J P92Y5U, P92Y5D, P92Y8C, P92X9Y | Load ID 26478 S17-290J P92Y5U, P92Y5D, P92Y8C, P92X9Y | Sterilization Documentation | A | Scanned (Hardcopy) Item | Released |  | NO | 01/26/2018 18:07:47:858 | Release
SCN055788,A,1,Load ID 26846 S17-354J P93A7C,P9399T,P93A1L,P93A71 | Load ID 26846 S17-354J P93A7C,P9399T,P93A1L,P93A71 | Sterilization Documentation | A | Scanned (Hardcopy) Item | Released |  | NO | 01/26/2018 18:03:58:591 | Release
SCN055333,A,1,Load ID 26465 S17-289J P92Y25, P92X3W, P92X63, P92Y1F | Load ID 26465 S17-289J P92Y25, P92X3W, P92X63, P92Y1F | Sterilization Documentation | A | Scanned (Hardcopy) Item | Released |  | NO | 01/26/2018 18:01:07:043 | Release
SCN055785,A,1,Load ID 26788 S17-343J P9381M,P9389H,P9390D,P93876 | Load ID 26788 S17-343J P9381M,P9389H,P9390D,P93876 | Sterilization Documentation | A | Scanned (Hardcopy) Item | Released |  | NO | 01/26/2018 17:58:59:088 | Release
SCN055323,A,1,Load ID 26448 S17-284 P92X9Z, P92X9T | Load ID 26448 S17-284 P92X9Z, P92X9T | Sterilization Documentation | A | Scanned (Hardcopy) Item | Released |  | NO | 01/26/2018 17:58:50:901 | Release
SCN055170,A,1,Load ID 27351 S17-474J P94236, P94168, P94169, P93Z5V | Load ID 27351 S17-474J P94236, P94168, P94169, P93Z5V | Sterilization Documentation | A | Scanned (Hardcopy) Item | Released |  | NO | 01/26/2018 17:56:31:884 | Release
SCN055856,A,1,Load ID 25470 S17-109J P91N9U,P91T0P,P91T8H,P91T8L | Load ID 25470 S17-109J P91N9U,P91T0P,P91T8H,P91T8L | Sterilization Documentation | A | Scanned (Hardcopy) Item | Released |  | NO | 01/26/2018 17:52:45:570 | Release
SCN055173,A,1,Load ID 27374 S17-478J P9420R, P94297, P9425G, P9424A | Load ID 27374 S17-478J P9420R, P94297, P9425G, P9424A | Sterilization Documentation | A | Scanned (Hardcopy) Item | Released |  | NO | 01/26/2018 17:48:06:489 | Release
SCN055174,A,1,Load ID 26735 S17-333J P93352, P9376K, P9370D, P9370E | Load ID 26735 S17-333J P93352, P9376K, P9370D, P9370E | Sterilization Documentation | A | Scanned (Hardcopy) Item | Released |  | NO | 01/26/2018 17:45:43:175 | Release
SCN055175,A,1,Load ID 26719 S17-329J P9374X, P9352U, P9352V, P93651 | Load ID 26719 S17-329J P9374X, P9352U, P9352V, P93651 | Sterilization Documentation | A | Scanned (Hardcopy) Item | Released |  | NO | 01/26/2018 17:33:36:638 | Release
PRC084445,A,1,GRR for Brick PVA Glue for Part Presence | GRR for Brick PVA Glue for Part Presence | None | A | Engineering Study | Working |  | NO | 01/26/2018 15:07:06:078 | NA_ejohns60
SCN055801,A,1,Load ID 25694 S17-157J P9225G, P92305, P92306, P92289 | Load ID 25694 S17-157J P9225G, P92305, P92306, P92289 | Sterilization Documentation | A | Scanned (Hardcopy) Item | Released |  | NO | 01/26/2018 13:05:55:657 | Release
SCN054889,A,1,Load ID 25623 S17-142J P91X65, P91Y1J, P92031, P92077 | Load ID 25623 S17-142J P91X65, P91Y1J, P92031, P92077 | Sterilization Documentation | A | Scanned (Hardcopy) Item | Released |  | NO | 01/25/2018 19:10:21:670 | Release
SCN054880,A,1,Load ID 25620 S17-141J P91N3C, P9200D, P91Z52, P92033 | Load ID 25620 S17-141J P91N3C, P9200D, P91Z52, P92033 | Sterilization Documentation | A | Scanned (Hardcopy) Item | Released |  | NO | 01/25/2018 19:06:50:512 | Release
SCN054974,A,1,Load ID 27017 S17-399J,P93K3Y,P93J61,P93H31,P93H8P | Load ID 27017 S17-399J,P93K3Y,P93J61,P93H31,P93H8P | Sterilization Documentation | A | Scanned (Hardcopy) Item | Released |  | NO | 01/25/2018 18:57:48:116 | Release
SCN055488,A,1,Load ID 27169 S17-437J P93T52,P93T5K,P93T6V,P93U3H | Load ID 27169 S17-437J P93T52,P93T5K,P93T6V,P93U3H | Sterilization Documentation | A | Scanned (Hardcopy) Item | Released |  | NO | 01/25/2018 18:16:11:876 | Release
SCN055621,A,1,Load ID 25349 S17-086J P91J14, P91J5Z, P91L1X, P91L0X | Load ID 25349 S17-086J P91J14, P91J5Z, P91L1X, P91L0X | Sterilization Documentation | A | Scanned (Hardcopy) Item | Released |  | NO | 01/25/2018 18:08:38:248 | Release
SCN055646,A,1,Load ID 25910 S17-197J P92A05, P92A3X | Load ID 25910 S17-197J P92A05, P92A3X | Sterilization Documentation | A | Scanned (Hardcopy) Item | Released |  | NO | 01/25/2018 17:29:40:118 | Release
SCN055644,A,1,Load ID 25913 S17-196J P9298M, P9298T | Load ID 25913 S17-196J P9298M, P9298T | Sterilization Documentation | A | Scanned (Hardcopy) Item | Released |  | NO | 01/25/2018 17:23:14:974 | Release
SCN055794,A,1,Load ID 25675 S17-151J P91Z1M, P9219P, P9219R, P9215U | Load ID 25675 S17-151J P91Z1M, P9219P, P9219R, P9215U | Sterilization Documentation | A | Scanned (Hardcopy) Item | Released |  | NO | 01/25/2018 17:20:05:566 | Release
SCN055479,A,1,Load ID 27067 S17-411J P93M3M,P93K9G,P93M0L,P93L76 | Load ID 27067 S17-411J P93M3M,P93K9G,P93M0L,P93L76 | Sterilization Documentation | A | Scanned (Hardcopy) Item | Released |  | NO | 01/25/2018 17:17:30:487 | Release
SCN055639,A,1,Load ID 26741 S17-332J P9374Y, P93593, P93662, P9368M | Load ID 26741 S17-332J P9374Y, P93593, P93662, P9368M | Sterilization Documentation | A | Scanned (Hardcopy) Item | Released |  | NO | 01/25/2018 17:15:14:080 | Release
SCN055638,A,1,Load ID 26745 S17-337J P9384A, P9365E, P9374V, P93722 | Load ID 26745 S17-337J P9384A, P9365E, P9374V, P93722 | Sterilization Documentation | A | Scanned (Hardcopy) Item | Released |  | NO | 01/25/2018 17:13:02:703 | Release
SCN055635,A,1,Load ID 26664 S17-316J P93456, P93503, P9343H, P93482 | Load ID 26664 S17-316J P93456, P93503, P9343H, P93482 | Sterilization Documentation | A | Scanned (Hardcopy) Item | Released |  | NO | 01/25/2018 17:07:41:888 | Release
SCN055483,A,1,Load ID 27120 S17-427J P93R4V,P93R4F,P93R4G,P93R5N | Load ID 27120 S17-427J P93R4V,P93R4F,P93R4G,P93R5N | Sterilization Documentation | A | Scanned (Hardcopy) Item | Released |  | NO | 01/25/2018 16:57:22:242 | Release
SCN055480,A,1,Load ID 27076 S17-413J P93M3X,P93M8T,P93M1T | Load ID 27076 S17-413J P93M3X,P93M8T,P93M1T | Sterilization Documentation | A | Scanned (Hardcopy) Item | Released |  | NO | 01/25/2018 16:45:33:111 | Release
SCN055773,A,1,Load ID 25590 S17-132J P91W71, P91Y4M, P91Y4X, P91Y1N | Load ID 25590 S17-132J P91W71, P91Y4M, P91Y4X, P91Y1N | Sterilization Documentation | A | Scanned (Hardcopy) Item | Released |  | NO | 01/25/2018 13:55:24:664 | Release
SCN055780,A,1,Load ID 26813 S17-346J P93A0Y, P93943, P9396A, P93944 | Load ID 26813 S17-346J P93A0Y, P93943, P9396A, P93944 | Sterilization Documentation | A | Scanned (Hardcopy) Item | Released |  | NO | 01/25/2018 13:38:48:671 | Release
SCN055783,A,1,Load ID 26823 S17-353J P93A9T, P93A4V | Load ID 26823 S17-353J P93A9T, P93A4V | Sterilization Documentation | A | Scanned (Hardcopy) Item | Released |  | NO | 01/25/2018 13:31:36:901 | Release
SCN055768,A,1,Load ID 25581 S17-131J, P91W1T, P91K68, P91W7N, P91X49 | Load ID 25581 S17-131J, P91W1T, P91K68, P91W7N, P91X49 | Sterilization Documentation | A | Scanned (Hardcopy) Item | Released |  | NO | 01/25/2018 13:14:43:940 | Release
SCN055733,A,1,Load ID 25510 S17-117J, P91R55, P91U39, P91V42, P91U8E | Load ID 25510 S17-117J, P91R55, P91U39, P91V42, P91U8E | Sterilization Documentation | A | Scanned (Hardcopy) Item | Released |  | NO | 01/25/2018 12:55:19:305 | Release
SCN055687,A,1,Load ID 25068 S17-032J N93P8Y, P91175, P91515 | Load ID 25068 S17-032J N93P8Y, P91175, P91515 | Sterilization Documentation | A | Scanned (Hardcopy) Item | Released |  | NO | 01/24/2018 18:49:10:521 | Release
SCN055686,A,1,Load ID 25069 S17-033J P91110, P91679 | Load ID 25069 S17-033J P91110, P91679 | Sterilization Documentation | A | Scanned (Hardcopy) Item | Released |  | NO | 01/24/2018 18:47:10:004 | Release
SCN055242,A,1,Load ID 27339 S17-470J P94173, P9418N, P93Y81 | Load ID 27339 S17-470J P94173, P9418N, P93Y81 | Sterilization Documentation | A | Scanned (Hardcopy) Item | Released |  | NO | 01/24/2018 18:43:47:050 | Release
SCN055244,A,1,Load ID 27338 S17-469J P9416A, P94077, P9410N, P9410X | Load ID 27338 S17-469J P9416A, P94077, P9410N, P9410X | Sterilization Documentation | A | Scanned (Hardcopy) Item | Released |  | NO | 01/24/2018 18:41:06:283 | Release
SCN055724,A,1,Load ID 26881 S17-363J P93D7L, P93D30, P93D14, P93D2X | Load ID 26881 S17-363J P93D7L, P93D30, P93D14, P93D2X | Sterilization Documentation | A | Scanned (Hardcopy) Item | Released |  | NO | 01/24/2018 18:40:37:532 | Release
SCN055310,A,1,Load ID 25906 S17-193J P9294Z, P92957, P92906, P9292W | Load ID 25906 S17-193J P9294Z, P92957, P92906, P9292W | Sterilization Documentation | A | Scanned (Hardcopy) Item | Released |  | NO | 01/24/2018 18:38:30:844 | Release
SCN055512,A,1,Load ID 25369 S17-092J P91M2M, P91L72 | Load ID 25369 S17-092J P91M2M, P91L72 | Sterilization Documentation | A | Scanned (Hardcopy) Item | Released |  | NO | 01/24/2018 18:37:52:359 | Release
SCN055509,A,1,Load ID 25364 S17-090J P91M2L, P91K5T | Load ID 25364 S17-090J P91M2L, P91K5T | Sterilization Documentation | A | Scanned (Hardcopy) Item | Released |  | NO | 01/24/2018 18:35:56:139 | Release
SCN055388,A,1,Load ID 25944 S17-201J P92A78, P92C48, P92A5E, P92C3A | Load ID 25944 S17-201J P92A78, P92C48, P92A5E, P92C3A | Sterilization Documentation | A | Scanned (Hardcopy) Item | Released |  | NO | 01/24/2018 18:31:50:669 | Release
SCN055387,A,1,Load ID 25956 S17-203J P92C2J, P92C1Y, P92C1Z, P92C2E | Load ID 25956 S17-203J P92C2J, P92C1Y, P92C1Z, P92C2E | Sterilization Documentation | A | Scanned (Hardcopy) Item | Released |  | NO | 01/24/2018 18:29:38:839 | Release
SCN055715,A,1,Load ID 26863 S17-359J P93A9W, P93C39, P93C2X, P93C9U | Load ID 26863 S17-359J P93A9W, P93C39, P93C2X, P93C9U | Sterilization Documentation | A | Scanned (Hardcopy) Item | Released |  | NO | 01/24/2018 18:28:24:167 | Release
SCN055024,A,1,Load ID 27091 S17-418J,P93P2U,P93N06,P93M1U | Load ID 27091 S17-418J,P93P2U,P93N06,P93M1U | Sterilization Documentation | A | Scanned (Hardcopy) Item | Released |  | NO | 01/24/2018 18:25:39:978 | Release
SCN055023,A,1,Load ID 27060 S17-409J,P93L9E,P93L98,P93M0P | Load ID 27060 S17-409J,P93L9E,P93L98,P93M0P | Sterilization Documentation | A | Scanned (Hardcopy) Item | Released |  | NO | 01/24/2018 18:24:27:493 | Release
SCN055022,A,1,Load ID 27102 S17-422J,P93R0X,P93N7G,P93N7H,P93P2E | Load ID 27102 S17-422J,P93R0X,P93N7G,P93N7H,P93P2E | Sterilization Documentation | A | Scanned (Hardcopy) Item | Released |  | NO | 01/24/2018 18:22:16:289 | Release
SCN055366,A,1,Load ID 25980 S17-207J P92C6L, P92D1F, P92D5F, P92E01 | Load ID 25980 S17-207J P92C6L, P92D1F, P92D5F, P92E01 | Sterilization Documentation | A | Scanned (Hardcopy) Item | Released |  | NO | 01/24/2018 18:21:25:413 | Release
SCN055021,A,1,Load ID 27113 S17-423J,P93R4C,P93N01,P93P26,P93P60 | Load ID 27113 S17-423J,P93R4C,P93N01,P93P26,P93P60 | Sterilization Documentation | A | Scanned (Hardcopy) Item | Released |  | NO | 01/24/2018 18:20:52:897 | Release
SCN055020,A,1,Load ID 27103 S17-421J,P93P53,P93N5A,P93P61,P93P0M | Load ID 27103 S17-421J,P93P53,P93N5A,P93P61,P93P0M | Sterilization Documentation | A | Scanned (Hardcopy) Item | Released |  | NO | 01/24/2018 18:18:38:756 | Release
SCN055019,A,1,Load ID 27105 S17-425J,P93R4H,P93P7H,P93L5A,P93R0Z | Load ID 27105 S17-425J,P93R4H,P93P7H,P93L5A,P93R0Z | Sterilization Documentation | A | Scanned (Hardcopy) Item | Released |  | NO | 01/24/2018 18:17:11:286 | Release
SCN055018,A,1,Load ID 27071 S17-416J,P93M8V,P93M95,P93N52,P93N00 | Load ID 27071 S17-416J,P93M8V,P93M95,P93N52,P93N00 | Sterilization Documentation | A | Scanned (Hardcopy) Item | Released |  | NO | 01/24/2018 18:15:10:394 | Release
SCN055357,A,2,Load ID 27361 S17-475J P94241, P9421J, P9418A, P9420C | Load ID 27361 S17-475J P94241, P9421J, P9418A, P9420C | Sterilization Documentation | A | Scanned (Hardcopy) Item | Released |  | NO | 01/24/2018 18:14:44:582 | Release
SCN055732,A,1,Load ID 26892 S17-367J P93E25, P93E2R, P93E2P, P93E4G | Load ID 26892 S17-367J P93E25, P93E2R, P93E2P, P93E4G | Sterilization Documentation | A | Scanned (Hardcopy) Item | Released |  | NO | 01/24/2018 18:09:38:251 | Release
SCN055015,A,1,Load ID 27084 S17-420J,P93P01,P93N4H,P93N6P | Load ID 27084 S17-420J,P93P01,P93N4H,P93N6P | Sterilization Documentation | A | Scanned (Hardcopy) Item | Released |  | NO | 01/24/2018 18:03:17:279 | Release
SCN055013,A,1,Load ID 27059 S17-410J,P93M12,P93L6K,P93L6L,P93L47 | Load ID 27059 S17-410J,P93M12,P93L6K,P93L6L,P93L47 | Sterilization Documentation | A | Scanned (Hardcopy) Item | Released |  | NO | 01/24/2018 17:59:32:855 | Release
SCN055761,A,1,Load ID 25547 S17-124J P91V0Z, P91W2J, P91W4N, P91W96 | Load ID 25547 S17-124J P91V0Z, P91W2J, P91W4N, P91W96 | Sterilization Documentation | A | Scanned (Hardcopy) Item | Released |  | NO | 01/24/2018 17:28:38:589 | Release
SCN055755,A,1,Load ID 25544 S17-122J P91U0W, P91U6H, P91V6C, P91V3M | Load ID 25544 S17-122J P91U0W, P91U6H, P91V6C, P91V3M | Sterilization Documentation | A | Scanned (Hardcopy) Item | Released |  | NO | 01/24/2018 17:26:12:463 | Release
SCN055797,A,1,Load ID 25689 S17-153J P9200U, P9218N, P92239, P9213C, P91X8D, P91X8E | Load ID 25689 S17-153J P9200U, P9218N, P92239, P9213C, P91X8D, P91X8E | Sterilization Documentation | A | Scanned (Hardcopy) Item | In Review |  | NO | 01/23/2018 17:06:34:029 | WIP
SCN055752,A,1,Load ID 25495 S17-110J P91R0H, P91T35, P91T9T, P91T9U | Load ID 25495 S17-110J P91R0H, P91T35, P91T9T, P91T9U | Sterilization Documentation | A | Scanned (Hardcopy) Item | In Review |  | NO | 01/23/2018 13:29:21:298 | WIP
DOC021992,C,1,Delta X Definition of Symbol and Drawing Note | Delta X Definition of Symbol and Drawing Note | None | C | EPI Generic Document | Released |  | NO | 01/22/2018 09:32:54:915 | Release
DOC021992,A,2,Delta X Definition of Symbol and Drawing Note | Delta X Definition of Symbol and Drawing Note | None | A | EPI Generic Document | Released |  | NO | 01/22/2018 09:32:54:180 | Release
DOC021992,B,1,Delta X Definition of Symbol and Drawing Note | Delta X Definition of Symbol and Drawing Note | None | B | EPI Generic Document | Released |  | NO | 01/22/2018 09:32:53:712 | Release
SCN055009,A,1,Load ID 27047 S17-406J,P93L6R,P93L41,P93L5T | Load ID 27047 S17-406J,P93L6R,P93L41,P93L5T | Sterilization Documentation | A | Scanned (Hardcopy) Item | Released |  | NO | 01/17/2018 18:46:35:393 | Release
SCN055008,A,1,Load ID 27030 S17-404J,P93K9L,P93K8H,P93L25,P93K09 | Load ID 27030 S17-404J,P93K9L,P93K8H,P93L25,P93K09 | Sterilization Documentation | A | Scanned (Hardcopy) Item | Released |  | NO | 01/17/2018 18:43:34:640 | Release
SCN055007,A,1,Load ID 27029 S17-403J,P93K8E,P93K8J,P93K9F,P93K4H | Load ID 27029 S17-403J,P93K8E,P93K8J,P93K9F,P93K4H | Sterilization Documentation | A | Scanned (Hardcopy) Item | Released |  | NO | 01/17/2018 18:13:58:223 | Release
SCN055373,A,1,Load ID 25203 S17-054J, P9105R, P9146H, P91A80 | Load ID 25203 S17-054J, P9105R, P9146H, P91A80 | Sterilization Documentation | A | Scanned (Hardcopy) Item | Released |  | NO | 01/16/2018 18:43:03:360 | Release
SCN055377,A,1,Load ID 26341 S17-268J P92U40,P92R6Z | Load ID 26341 S17-268J P92U40,P92R6Z | Sterilization Documentation | A | Scanned (Hardcopy) Item | Released |  | NO | 01/16/2018 18:19:42:882 | Release
SCN055400,A,1,Load ID 26077 S17-225J P92G01,P92041,P92G88 | Load ID 26077 S17-225J P92G01,P92041,P92G88 | Sterilization Documentation | A | Scanned (Hardcopy) Item | Released |  | NO | 01/16/2018 18:06:37:057 | Release
SCN055398,A,1,Load ID 26057 S17-222J P92G8N,P92E60 | Load ID 26057 S17-222J P92G8N,P92E60 | Sterilization Documentation | A | Scanned (Hardcopy) Item | Released |  | NO | 01/16/2018 17:47:23:524 | Release
SCN055450,A,1,Load ID 26585 S17-305J P9318G, P9309X, P9320D, P9322U | Load ID 26585 S17-305J P9318G, P9309X, P9320D, P9322U | Sterilization Documentation | A | Scanned (Hardcopy) Item | Released |  | NO | 01/16/2018 17:38:24:907 | Release
SCN055447,A,1,Load ID 26607 S17-311J P93223, P9322V, P9324E, P9325J | Load ID 26607 S17-311J P93223, P9322V, P9324E, P9325J | Sterilization Documentation | A | Scanned (Hardcopy) Item | Released |  | NO | 01/16/2018 17:34:31:309 | Release
SCN055446,A,1,Load ID 26580 S17-303J P9314Z, P9319E, P9320C, P9319D | Load ID 26580 S17-303J P9314Z, P9319E, P9320C, P9319D | Sterilization Documentation | A | Scanned (Hardcopy) Item | Released |  | NO | 01/16/2018 17:32:04:073 | Release
PRC083720,B,2,Confirmation Run Parameters for Shrink wrap lantech E12670 | Confirmation Run Parameters for Shrink wrap lantech E12670 | None | B | Engineering Study | Working |  | YES | 01/15/2018 12:10:35:706 | NA_aherre10
PRC083720,B,1,Confirmation Run Parameters for Shrink wrap lantech E12670 | Confirmation Run Parameters for Shrink wrap lantech E12670 | None | B | Engineering Study | Working |  | NO | 01/15/2018 12:10:34:268 | WIP
PRC083720,A,6,Confirmation Run Parameters for Shrink wrap lantech E12670 | Confirmation Run Parameters for Shrink wrap lantech E12670 | None | A | Engineering Study | Released |  | NO | 01/15/2018 12:10:25:284 | Release
PSB004642,A,3,Brick Service Studies 2017 | Brick Service Studies 2017 | Service Study | A | Preclinical Study Binder | Released |  | NO | 01/09/2018 13:39:56:732 | Release
PRC083290,A,2,Line 147 - E17119 fixture's nut material change | Line 147 - E17119 fixture's nut material change | None | A | Engineering Study | Released |  | NO | 12/18/2017 18:40:22:295 | Release
PRC082449,A,1,Brick TAZ Measurement System Analysis | Brick TAZ Measurement System Analysis | None | A | Engineering Study | Released |  | NO | 12/18/2017 15:12:53:984 | Release
PRC083635,A,3,Brick - Return Contact - Deformation Testing | Brick - Return Contact - Deformation Testing | None | A | Engineering Study | Released |  | NO | 12/18/2017 14:51:15:269 | Release
PRC081887,B,4,Brick ECR0000912 Design Verification Test | Brick ECR0000912 Design Verification Test | None | B | Engineering Study | Released |  | NO | 12/18/2017 11:16:56:199 | Release
PRC082097,A,2,Brick Knife Return Master | Brick Knife Return Master | None | A | Engineering Study | Released |  | NO | 12/13/2017 12:07:15:606 | Release
PRC082341,A,2,Brick Outer Tube Ejection Force | Brick Outer Tube Ejection Force | None | A | Engineering Study | Released |  | NO | 12/12/2017 11:49:46:041 | Release
PRC083244,A,8,Completion Report for Brick New Main Spring/Eeprom | Completion Report for Brick New Main Spring/Eeprom | None | A | Completion Report | Released |  | NO | 12/12/2017 11:35:21:673 | Release
PRC083412,A,2,Brick - Thermal evaluation of staple temperature with updated ECR912 EEPROM parameters | Brick - Thermal evaluation of staple temperature with updated ECR912 EEPROM parameters | None | A | Engineering Study | Released |  | NO | 12/12/2017 11:35:21:563 | Release
PRC077076,C,9,Attribute GR&R, Evaluation of Brick Proximal Shaft Assembly Vision System, E17126 | Attribute GR&R, Evaluation of Brick Proximal Shaft Assembly Vision System, E17126 | None | C | Engineering Study | Released |  | NO | 12/12/2017 11:35:21:454 | Release
DOC022421,D,2,Project Brick - Design Verification Tests Summary | Project Brick - Design Verification Tests Summary | None | D | EPI Generic Document | Released |  | NO | 12/04/2017 15:10:42:182 | Release
DOC022421,A,1,Project Brick - Design Verification Tests Summary | Project Brick - Design Verification Tests Summary | None | A | EPI Generic Document | Released |  | NO | 12/04/2017 15:10:41:119 | Release
DOC022421,B,1,Project Brick - Design Verification Tests Summary | Project Brick - Design Verification Tests Summary | None | B | EPI Generic Document | Released |  | NO | 12/04/2017 15:10:40:713 | Release
DOC022421,C,2,Project Brick - Design Verification Tests Summary | Project Brick - Design Verification Tests Summary | None | C | EPI Generic Document | Released |  | NO | 12/04/2017 15:10:40:291 | Release
PRC083430,A,8,Criticality Assessment for Shrink wrap lantech | Criticality Assessment for Shrink wrap lantech | None | A | Engineering Study | Released |  | NO | 11/29/2017 15:32:52:704 | Release
PRC072150,C,4,Brick Clamp Force Transfer Function Validation | Brick Clamp Force Transfer Function Validation | None | C | Engineering Study | Released |  | NO | 11/28/2017 15:32:13:265 | Release
PRC072150,A,2,Brick Clamp Force Transfer Function Validation | Brick Clamp Force Transfer Function Validation | None | A | Engineering Study | Released |  | NO | 11/28/2017 15:32:12:375 | Release
PRC072150,B,5,Brick Clamp Force Transfer Function Validation | Brick Clamp Force Transfer Function Validation | None | B | Engineering Study | Released |  | NO | 11/28/2017 15:32:11:890 | Release
PSP005916,A,2,Archival Submission Form- For NAMSA MEMOS FOR INQUIRIES FOR BRICK STUDIES | Archival Submission Form- For NAMSA MEMOS FOR INQUIRIES FOR BRICK STUDIES | Study Data | A | Study Document | Released |  | NO | 11/20/2017 09:45:55:481 | Release
PSP005915,A,2,,NAMSA MEMOS FOR INQUIRIES FOR BRICK STUDIES | ,NAMSA MEMOS FOR INQUIRIES FOR BRICK STUDIES | Study Data | A | Study Document | Released |  | NO | 11/20/2017 09:44:01:450 | Release
PRC083055,A,3,Parameters Creation for E16520 ID ES2445 Sand Blast Machine | Parameters Creation for E16520 ID ES2445 Sand Blast Machine | None | A | Engineering Study | Released |  | NO | 11/17/2017 11:58:34:253 | Release
PRC081263,A,4,Brick Closure Lever Tests ECR0000912 | Brick Closure Lever Tests ECR0000912 | None | A | Engineering Study | Released |  | NO | 11/14/2017 15:40:06:391 | Release
PRC083492,A,5,Installation of additional cylinders in conveyor | Installation of additional cylinders in conveyor | Protocol Equipment Install Qual | A | Protocol | Released |  | NO | 11/02/2017 13:36:55:473 | Release
PRC077076,A,2,Attribute GR&R, Evaluation of Brick Proximal Shaft Assembly Vision System, E17126 | Attribute GR&R, Evaluation of Brick Proximal Shaft Assembly Vision System, E17126 | None | A | Engineering Study | Released |  | NO | 10/30/2017 13:49:21:822 | Release
PRC077076,B,2,Attribute GR&R, Evaluation of Brick Proximal Shaft Assembly Vision System, E17126 | Attribute GR&R, Evaluation of Brick Proximal Shaft Assembly Vision System, E17126 | None | B | Engineering Study | Released |  | NO | 10/30/2017 13:49:21:463 | Release
PRC081887,A,3,Brick ECR0000912 Design Verification Test | Brick ECR0000912 Design Verification Test | None | A | Engineering Study | Released |  | NO | 10/27/2017 09:07:09:960 | Release
PRC083243,A,7,Performance Qualification for Brick New Main Spring/Eeprom Validation | Performance Qualification for Brick New Main Spring/Eeprom Validation | Protocol Performance Qualification | A | Protocol | Released |  | NO | 10/26/2017 11:43:25:941 | Release
PRC081664,A,2,Brick and Floyd PI EEPROM Reader Software Validation Completion Report | Brick and Floyd PI EEPROM Reader Software Validation Completion Report | None | A | Completion Report | Released |  | NO | 10/23/2017 17:15:33:260 | Release
PRC083186,B,2,Brick - Jaw Flash in Knife Slot | Brick - Jaw Flash in Knife Slot | None | B | Engineering Study | Released |  | NO | 10/20/2017 14:56:43:878 | Release
PRC083186,A,2,Brick - Jaw Flash in Knife Slot | Brick - Jaw Flash in Knife Slot | None | A | Engineering Study | Released |  | NO | 10/20/2017 14:56:43:206 | Release
PRC083118,A,1,Compatibility Test (TOST) on tip Force Measurement Current Fixture vs New Fixtures | Compatibility Test (TOST) on tip Force Measurement Current Fixture vs New Fixtures | None | A | Engineering Study | Rejected |  | NO | 10/16/2017 10:44:06:725 | WIP
PRC083064,A,4,OQ/PQ for components lubricated in Open Sodium (Independencia plant) | OQ/PQ for components lubricated in Open Sodium (Independencia plant) | Protocol Operation Qualification | A | Protocol | Released |  | NO | 10/11/2017 19:16:14:976 | Release
PRC081033,B,2,Brick Etched Knives Functional Testing | Brick Etched Knives Functional Testing | None | B | Engineering Study | Released |  | NO | 10/09/2017 16:57:23:753 | Release
PRC081033,A,2,Brick Etched Knives Functional Testing | Brick Etched Knives Functional Testing | None | A | Engineering Study | Released |  | NO | 10/09/2017 16:57:23:019 | Release
PRC081032,B,4,Brick Etched Knife Functional Test Build | Brick Etched Knife Functional Test Build | None | B | Engineering Study | Released |  | NO | 10/09/2017 16:42:59:115 | Release
PRC081032,A,2,Brick Etched Knife Functional Test Build | Brick Etched Knife Functional Test Build | None | A | Engineering Study | Released |  | NO | 10/09/2017 16:42:58:459 | Release
PRC083071,A,3,Brick Lower Electrode D39443G01 Visual Inspection GR&R | Brick Lower Electrode D39443G01 Visual Inspection GR&R | None | A | Engineering Study | Released |  | NO | 10/06/2017 16:03:34:439 | Release
PRC081449,A,4,Software Validation for ENSEAL PI EEPROM Reader | Software Validation for ENSEAL PI EEPROM Reader | Protocol Software Validation | A | Protocol | Released |  | NO | 09/22/2017 12:25:39:550 | Release
PRC075407,C,3,BRICK - ENGINEERING PILOT 1.0 COMPLETION REPORT | BRICK - ENGINEERING PILOT 1.0 COMPLETION REPORT | None | C | Completion Report | Released |  | NO | 09/22/2017 12:19:15:013 | Release
PRC075407,A,7,BRICK - ENGINEERING PILOT 1.0 COMPLETION REPORT | BRICK - ENGINEERING PILOT 1.0 COMPLETION REPORT | None | A | Completion Report | Released |  | NO | 09/22/2017 12:19:13:982 | Release
PRC075407,B,6,BRICK - ENGINEERING PILOT 1.0 COMPLETION REPORT | BRICK - ENGINEERING PILOT 1.0 COMPLETION REPORT | None | B | Completion Report | Released |  | NO | 09/22/2017 12:19:13:622 | Release
PRC072616,C,1,Project Brick Accelerated Aging, 2 Year Completion Report | Project Brick Accelerated Aging, 2 Year Completion Report | None | C | Completion Report | Released |  | NO | 09/21/2017 13:53:45:837 | Release
PRC072616,A,3,Project Brick Accelerated Aging, 2 and 5 Year Completion Report | Project Brick Accelerated Aging, 2 and 5 Year Completion Report | None | A | Completion Report | Released |  | NO | 09/21/2017 13:53:44:994 | Release
PRC072616,B,4,Project Brick Accelerated Aging, 2 Year Completion Report | Project Brick Accelerated Aging, 2 Year Completion Report | None | B | Completion Report | Released |  | NO | 09/21/2017 13:53:44:572 | Release
PRC076577,B,4,Brick Engineering Pilot 1.5 Completion Report | Brick Engineering Pilot 1.5 Completion Report | None | B | Completion Report | Released |  | NO | 09/21/2017 09:20:57:325 | Release
PRC076577,A,5,Brick Engineering Pilot 1.5 Completion Report | Brick Engineering Pilot 1.5 Completion Report | None | A | Completion Report | Released |  | NO | 09/21/2017 09:20:56:075 | Release
PRC076883,C,9,Brick - Engineering Pilot Testing Completion Report Build 1.5 | Brick - Engineering Pilot Testing Completion Report Build 1.5 | None | C | Completion Report | Released |  | NO | 09/21/2017 09:16:06:539 | Release
PRC076883,A,3,Brick - Engineering Pilot Testing Completion Report Build 1.5 | Brick - Engineering Pilot Testing Completion Report Build 1.5 | None | A | Completion Report | Released |  | NO | 09/21/2017 09:16:05:648 | Release
PRC076883,B,4,Brick - Engineering Pilot Testing Completion Report Build 1.5 | Brick - Engineering Pilot Testing Completion Report Build 1.5 | None | B | Completion Report | Released |  | NO | 09/21/2017 09:16:05:102 | Release
PRC076882,B,4,Brick - Engineering Pilot Testing Protocol Build 1.5 | Brick - Engineering Pilot Testing Protocol Build 1.5 | Protocol - Other | B | Protocol | Released |  | NO | 09/21/2017 09:12:36:802 | Release
PRC076882,A,9,Brick - Engineering Pilot Testing Protocol Build 1.5 | Brick - Engineering Pilot Testing Protocol Build 1.5 | Protocol - Other | A | Protocol | Released |  | NO | 09/21/2017 09:12:35:677 | Release
PRC075391,B,2,Brick Engineering Pilot build completion report | Brick Engineering Pilot build completion report | None | B | Completion Report | Released |  | NO | 09/21/2017 09:04:12:247 | Release
PRC075391,A,5,Brick Engineering Pilot build completion report | Brick Engineering Pilot build completion report | None | A | Completion Report | Released |  | NO | 09/21/2017 09:04:11:560 | Release
PRC081436,B,2,EEPROM, Main Spring DV Build for ECR0000912 | EEPROM, Main Spring DV Build for ECR0000912 | None | B | Engineering Study | Released |  | NO | 09/12/2017 17:42:55:711 | Release
PRC081436,A,5,EEPROM, Main Spring DV Build for ECR0000912 | EEPROM, Main Spring DV Build for ECR0000912 | None | A | Engineering Study | Released |  | NO | 09/12/2017 17:42:54:742 | Release
PRC078950,C,2,Brick - Nominal Cut Length and Median Seal Time Verification | Brick - Nominal Cut Length and Median Seal Time Verification | None | C | Engineering Study | Working |  | NO | 09/12/2017 16:12:48:379 | WIP
PRC078950,B,2,Brick - Nominal Cut Length and Median Seal Time Verification | Brick - Nominal Cut Length and Median Seal Time Verification | None | B | Engineering Study | Released |  | NO | 09/12/2017 15:36:35:737 | Release
PRC080533,A,2,Cable Compensation and Short Circuits for Bipolar Instruments on the GEN11 | Cable Compensation and Short Circuits for Bipolar Instruments on the GEN11 | None | A | Engineering Study | Released |  | NO | 09/07/2017 13:51:32:153 | Release
PSP004821,B,3,Physical Archive Management Form | Physical Archive Management Form | Study Data | B | Study Document | Released |  | NO | 08/24/2017 17:31:57:840 | Release
PSP004821,A,2,Physical Archive Management Form | Physical Archive Management Form | Study Data | A | Study Document | Released |  | NO | 08/24/2017 17:31:57:043 | Release
PSP004825,B,2,Final Report: Project Brick - ENSEAL X1 Large Jaw (NSLX120L): Design Verification Chronic (30 day) Surviva | Final Report: Project Brick - ENSEAL X1 Large Jaw (NSLX120L): Design Verification Chronic (30 day) Survival Study in the Pig | Study Report | B | Study Document | Released |  | NO | 08/23/2017 09:41:18:559 | Release
PSP004825,A,1,Final Report: Project Brick - ENSEAL X1 Large Jaw (NSLX120L): Design Verification Chronic (30 day) Surviva | Final Report: Project Brick - ENSEAL X1 Large Jaw (NSLX120L): Design Verification Chronic (30 day) Survival Study in the Pig | Study Report | A | Study Document | Released |  | NO | 08/23/2017 09:41:17:371 | Release
PRC080166,B,2,Brick Insulator Spacer SPCR testing | Brick Insulator Spacer SPCR testing | None | B | Engineering Study | Released |  | NO | 08/17/2017 10:21:26:670 | Release
PRC080166,A,4,Brick Insulator Spacer SPCR testing | Brick Insulator Spacer SPCR testing | None | A | Engineering Study | Released |  | NO | 08/17/2017 10:21:25:842 | Release
PRC082137,A,2,Liver Testing for SOA Error | Liver Testing for SOA Error | None | A | Engineering Study | Released |  | NO | 08/15/2017 17:42:07:533 | Release
SCN052381,A,1,ECR0000902 Brick Stacking analysis | ECR0000902 Brick Stacking analysis | ECR/ECP supportive documents | A | Scanned (Hardcopy) Item | Released |  | NO | 08/15/2017 11:27:33:803 | Release
PRC081833,A,2,Packaging Pallet Layer increment ERGO evaluation | Packaging Pallet Layer increment ERGO evaluation | None | A | Engineering Study | Released |  | NO | 08/15/2017 11:27:33:772 | Release
PRC082018,A,2,Evaluation of Brick Latch Change | Evaluation of Brick Latch Change | None | A | Engineering Study | Released |  | NO | 08/14/2017 17:53:59:279 | Release
PRC082173,A,2,Brick Abuse Open Shaft Ejection Evaluation | Brick Abuse Open Shaft Ejection Evaluation | None | A | Engineering Study | Released |  | NO | 08/14/2017 17:46:04:993 | Release
PRC081660,A,3,Device Pre-Build for DV Test - ECR0000912 | Device Pre-Build for DV Test - ECR0000912 | None | A | Engineering Study | Released |  | NO | 08/14/2017 13:13:55:104 | Release
PRC082015,A,2,Jaw Pull Pin Friction Coefficient Evaluation | Jaw Pull Pin Friction Coefficient Evaluation | None | A | Engineering Study | Released |  | NO | 08/14/2017 11:07:03:867 | Release
PRC081924,A,3,MOCCME for Brick Line Stop Lights Installation | MOCCME for Brick Line Stop Lights Installation | Protocol MOCCME | A | Protocol | Released |  | NO | 08/11/2017 11:38:26:761 | Release
PRC081272,A,6,Brick Force Retention of Mill Max and Active Rod | Brick Force Retention of Mill Max and Active Rod | None | A | Engineering Study | Released |  | NO | 08/08/2017 16:47:23:285 | Release
PSP004823,B,2,Final Pathology Report (Gross) | Final Pathology Report (Gross) | Study Report | B | Study Document | Released |  | NO | 08/08/2017 16:06:46:092 | Release
PSP004823,A,1,Final Pathology Report (Gross) | Final Pathology Report (Gross) | Study Report | A | Study Document | Released |  | NO | 08/08/2017 16:06:45:280 | Release
PSP004824,C,2,Statistical Analysis Report | Statistical Analysis Report | Study Report | C | Study Document | Released |  | NO | 08/08/2017 10:31:20:108 | Release
PSP004824,B,1,Statistical Analysis Report | Statistical Analysis Report | Study Report | B | Study Document | Released |  | NO | 08/08/2017 10:31:18:780 | Release
PRC080952,B,4,Brick Main Spring Optimization | Brick Main Spring Optimization | None | B | Engineering Study | Released |  | NO | 07/31/2017 15:34:48:350 | Release
PRC080952,A,1,Brick Main Spring Optimization | Brick Main Spring Optimization | None | A | Engineering Study | Released |  | NO | 07/31/2017 15:34:47:397 | Release
PRC080811,B,9,Brick Active Rod Automation Bioburden and Functional Test Build | Brick Active Rod Automation Bioburden and Functional Test Build | None | B | Engineering Study | Released |  | NO | 07/31/2017 11:57:19:458 | Release
PRC080811,A,3,Brick Active Rod Automation Bioburden and Functional Test Build | Brick Active Rod Automation Bioburden and Functional Test Build | None | A | Engineering Study | Released |  | NO | 07/31/2017 11:57:18:536 | Release
RA000235,B,3,ENSEAL XL Modifications | ENSEAL XL Modifications | Regulatory Strategy/Plan | B | Generic Regulatory Doc. | Released |  | NO | 07/27/2017 14:00:03:385 | Release
RA000235,A,3,ENSEAL XL Modifications | ENSEAL XL Modifications | Regulatory Strategy/Plan | A | Generic Regulatory Doc. | Released |  | NO | 07/27/2017 14:00:02:289 | Release
PRC079755,B,2,Torque Test Gage R&R and Equivalency for Proposed Equipment Tooling Change | Torque Test Gage R&R and Equivalency for Proposed Equipment Tooling Change | None | B | Engineering Study | Working |  | YES | 07/19/2017 18:34:37:849 | NA_joaxaca
PRC079755,B,1,Torque Test Gage R&R and Equivalency for Proposed Equipment Tooling Change | Torque Test Gage R&R and Equivalency for Proposed Equipment Tooling Change | None | B | Engineering Study | Working |  | NO | 07/19/2017 18:34:37:599 | WIP
PRC079755,A,4,Torque Test Gage R&R and Equivalency for Proposed Equipment Tooling Change | Torque Test Gage R&R and Equivalency for Proposed Equipment Tooling Change | None | A | Engineering Study | Released |  | NO | 07/19/2017 18:30:50:378 | Release
PRC079756,C,5,Brick Device Build for GW Closure Lever | Brick Device Build for GW Closure Lever | None | C | Engineering Study | Released |  | NO | 07/19/2017 09:49:37:082 | Release
PRC079756,A,4,Brick Device Build for GW Closure Lever | Brick Device Build for GW Closure Lever | None | A | Engineering Study | Released |  | NO | 07/19/2017 09:49:36:473 | Release
PRC079756,B,4,Brick Device Build for GW Closure Lever | Brick Device Build for GW Closure Lever | None | B | Engineering Study | Released |  | NO | 07/19/2017 09:49:36:238 | Release
PRC080958,A,2,Brick Small Bite and Open Circuit Test Comparing 2016-1 and d20170424_5779 | Brick Small Bite and Open Circuit Test Comparing 2016-1 and d20170424_5779 | None | A | Engineering Study | Released |  | NO | 07/13/2017 08:38:40:574 | Release
PRC081527,A,5,GR&R for validation the Tappi Chart. | GR&R for validation the Tappi Chart. | None | A | Engineering Study | Released |  | NO | 07/11/2017 17:49:22:041 | Release
PSP004661,C,2,Final Report: Project Brick ENSEAL X1 Large Jaw (NSLX120L): Design Verification Acute Study in the Pig | Final Report: Project Brick ENSEAL X1 Large Jaw (NSLX120L): Design Verification Acute Study in the Pig | Study Report | C | Study Document | Released |  | NO | 07/11/2017 12:37:08:141 | Release
PSP004661,A,2,Final Report: Project Brick ENSEAL X1 Large Jaw (NSLX120L): Design Verification Acute Study in the Pig | Final Report: Project Brick ENSEAL X1 Large Jaw (NSLX120L): Design Verification Acute Study in the Pig | Study Report | A | Study Document | Released |  | NO | 07/11/2017 12:37:07:235 | Release
PSP004661,B,1,Final Report: Project Brick ENSEAL X1 Large Jaw (NSLX120L): Design Verification Acute Study in the Pig | Final Report: Project Brick ENSEAL X1 Large Jaw (NSLX120L): Design Verification Acute Study in the Pig | Study Report | B | Study Document | Released |  | NO | 07/11/2017 12:37:06:955 | Release
PRC080562,A,4,Sample Preparation for Biocompatibility evaluation to validate Brick Automated Active Rod process | Sample Preparation for Biocompatibility evaluation to validate Brick Automated Active Rod process | None | A | Engineering Study | Released |  | NO | 06/29/2017 11:23:32:200 | Release
PRC081375,A,7,Brick Shaft Tensile Tester E17144 Comparison Test | Brick Shaft Tensile Tester E17144 Comparison Test | None | A | Engineering Study | Released |  | NO | 06/26/2017 17:50:25:891 | Release
PRC080455,A,1,Brick Tip Force Measurement Investigation | Brick Tip Force Measurement Investigation | None | A | Engineering Study | Released |  | NO | 06/26/2017 13:33:11:681 | Release
DOC022782,A,2,Brick Supplier PFMEA Assessment of Patient Risk | Brick Supplier PFMEA Assessment of Patient Risk | None | A | EPI Generic Document | Released |  | NO | 06/01/2017 11:16:55:657 | Release
PRC074922,A,2,Project Brick - Alternate Electrode Design Evaluation | Project Brick - Alternate Electrode Design Evaluation | None | A | Engineering Study | Released |  | NO | 05/30/2017 10:35:09:429 | Release
PRC078001,B,2,Brick Final Biocompatibilty | Brick Final Biocompatibilty | None | B | Engineering Study | Released |  | NO | 05/22/2017 09:22:54:111 | Release
PRC078001,A,3,Brick Final Biocompatibilty | Brick Final Biocompatibilty | None | A | Engineering Study | Released |  | NO | 05/22/2017 09:22:53:314 | Release
PRC077161,A,1,Brick - Mill-max internal contact retention force | Brick - Mill-max internal contact retention force | None | A | Engineering Study | Released |  | NO | 05/16/2017 15:47:19:314 | Release
PRC073302,B,3,Brick Device FEA, Empty and Big Bite | Brick Device FEA, Empty and Big Bite | None | B | Engineering Study | Released |  | NO | 05/16/2017 10:30:48:768 | Release
PRC073302,A,3,Brick Device FEA, Empty and Big Bite | Brick Device FEA, Empty and Big Bite | None | A | Engineering Study | Released |  | NO | 05/16/2017 10:30:47:862 | Release
PRC078111,A,8,Brick Pre OQ/PQ Run | Brick Pre OQ/PQ Run | None | A | Engineering Study | Released |  | NO | 05/08/2017 19:53:43:783 | Release
PRC080148,A,3,NSLX120L Sterility Complaint PI1-1EZRSO3-Root Cause testing summary | NSLX120L Sterility Complaint PI1-1EZRSO3-Root Cause testing summary | None | A | Engineering Study | Released |  | NO | 05/08/2017 16:04:26:621 | Release
PRC073773,B,1,Brick Outer Tube Crimp Study | Brick Outer Tube Crimp Study | None | B | Engineering Study | Working |  | NO | 05/04/2017 14:34:07:676 | WIP
PRC079384,A,3,Ligasure Impact LF4318 vs LF4418 Assessment | Ligasure Impact LF4318 vs LF4418 Assessment | None | A | Engineering Study | Released |  | NO | 05/04/2017 11:31:40:616 | Release
RA000232,A,3,Patent Information Change on Labels | Patent Information Change on Labels | Regulatory Strategy/Plan | A | Generic Regulatory Doc. | Released |  | NO | 05/02/2017 12:45:27:008 | Release
PRC080381,A,5,Brick Tip Force Compatability Study | Brick Tip Force Compatability Study | None | A | Engineering Study | Released |  | NO | 04/18/2017 16:41:26:987 | Release
DOC021721,B,1,Brick Device Labeling and G10028 Compliance | Brick Device Labeling and G10028 Compliance | None | B | EPI Generic Document | Released |  | NO | 04/13/2017 15:09:11:416 | Release
DOC021721,A,1,Brick Device Labeling and G10028 Compliance | Brick Device Labeling and G10028 Compliance | None | A | EPI Generic Document | Released |  | NO | 04/13/2017 15:09:10:697 | Release
PRC079746,A,5,Jaw gap variation analysis induced by Jaw Pull Pin E17119P48 | Jaw gap variation analysis induced by Jaw Pull Pin E17119P48 | None | A | Engineering Study | Released |  | NO | 04/11/2017 12:44:34:331 | Release
PRC080169,B,2,Brick Lower and Upper Jaw Bond Strength for Addition of Media Blast Deburr | Brick Lower and Upper Jaw Bond Strength for Addition of Media Blast Deburr | None | B | Engineering Study | Released |  | NO | 04/07/2017 11:35:01:535 | Release
PRC080169,A,3,Brick Lower and Upper Jaw Bond Strength for Addition of Media Blast Deburr | Brick Lower and Upper Jaw Bond Strength for Addition of Media Blast Deburr | None | A | Engineering Study | Released |  | NO | 04/07/2017 11:35:00:769 | Release
PRC077142,A,3,Brick Equipment Factory Acceptance Testing | Brick Equipment Factory Acceptance Testing | None | A | Engineering Study | Released |  | NO | 04/03/2017 15:12:26:013 | Release
PRC077771,B,3,Brick Jaw Gap DOE | Brick Jaw Gap DOE | None | B | Engineering Study | Released |  | NO | 03/28/2017 14:38:35:814 | Release
PRC077771,A,3,Brick Jaw Gap DOE | Brick Jaw Gap DOE | None | A | Engineering Study | Released |  | NO | 03/28/2017 14:38:35:205 | Release
PRC079227,A,7,NSLX120L Tip Force Equivalency: Hybrid Fixture and MAS Line | NSLX120L Tip Force Equivalency: Hybrid Fixture and MAS Line | None | A | Engineering Study | Released |  | NO | 03/17/2017 09:19:07:182 | Release
PSP004570,A,2,Project PCH: Dry Run Evaluation | Project PCH: Dry Run Evaluation | Evaluation | A | Study Document | Released |  | NO | 03/14/2017 17:34:43:835 | Release
PRC079410,A,4,Import for Export Completion Report for Brick - CoCL #3 | Import for Export Completion Report for Brick - CoCL #3 | None | A | Completion Report | Released |  | NO | 03/10/2017 16:54:54:074 | Release
DOC022521,C,2,Product Code Line Art and Description (Phase 1b) | Product Code Line Art and Description (Phase 1b) | Collaborative Labeling Development Process | C | EPI Generic Document | Released |  | NO | 03/09/2017 13:29:41:683 | Release
DOC022521,A,3,Product Code Line Art and Description (Phase 1b) | Product Code Line Art and Description (Phase 1b) | Collaborative Labeling Development Process | A | EPI Generic Document | Released |  | NO | 03/09/2017 13:29:41:089 | Release
DOC022521,B,3,Product Code Line Art and Description (Phase 1b) | Product Code Line Art and Description (Phase 1b) | Collaborative Labeling Development Process | B | EPI Generic Document | Released |  | NO | 03/09/2017 13:29:40:901 | Release
PRC079417,A,4,Brick Shaft Functional Tester Servo Settings | Brick Shaft Functional Tester Servo Settings | None | A | Engineering Study | Released |  | NO | 03/03/2017 10:21:24:044 | Release
PRC078895,A,4,Import for Export Completion Report for Brick | Import for Export Completion Report for Brick | None | A | Completion Report | Released |  | NO | 03/02/2017 17:27:13:854 | Release
PRC079223,B,6,Import for Export Completion Report for Brick | Import for Export Completion Report for Brick | None | B | Completion Report | Released |  | NO | 03/02/2017 10:29:14:692 | Release
PRC079223,A,2,Import for Export Completion Report for Brick | Import for Export Completion Report for Brick | None | A | Completion Report | Released |  | NO | 03/02/2017 10:29:14:067 | Release
PRC079412,A,4,Import for Export Completion Report for Brick - CoCL # 4 | Import for Export Completion Report for Brick - CoCL # 4 | None | A | Completion Report | Released |  | NO | 02/28/2017 23:41:26:305 | Release
PRC079054,A,4,Brick Testing - Peak Jaw Temperature Super Brick 2a and Super Brick 2a Enhancement 1 | Brick Testing - Peak Jaw Temperature Super Brick 2a and Super Brick 2a Enhancement 1 | None | A | Engineering Study | Released |  | NO | 02/27/2017 17:59:51:099 | Release
PRC074178,B,1,Brick Real Time Aging Protocol | Brick Real Time Aging Protocol | Protocol - Other | B | Protocol | Released |  | NO | 02/21/2017 10:48:09:207 | Release
PRC074178,A,1,Brick Real Time Aging Protocol | Brick Real Time Aging Protocol | Protocol - Other | A | Protocol | Released |  | NO | 02/21/2017 10:48:08:457 | Release
PRC078612,A,2,Brick Post OQ/PQ Production Protocol Inventory Built | Brick Post OQ/PQ Production Protocol Inventory Built | None | A | Completion Report | Released |  | NO | 02/15/2017 17:58:27:023 | Release
PRC079411,A,4,Import for Export Protocol for Brick - CoCL #4 | Import for Export Protocol for Brick - CoCL #4 | Protocol - Other | A | Protocol | Released |  | NO | 02/10/2017 16:18:45:272 | Release
PRC079409,A,5,Import for Export Protocol for Brick - CoCL #3 | Import for Export Protocol for Brick - CoCL #3 | Protocol - Other | A | Protocol | Released |  | NO | 02/07/2017 15:40:52:370 | Release
PRC077794,B,5,Completion Report for Sterilization Build for Brick | Completion Report for Sterilization Build for Brick | None | B | Completion Report | Released |  | NO | 02/02/2017 19:03:06:852 | Release
PRC077794,A,4,Completion Report for Sterilization Build for Brick | Completion Report for Sterilization Build for Brick | None | A | Completion Report | Released |  | NO | 02/02/2017 19:03:05:946 | Release
DOC022568,A,2,X1 Large Jaw NSLX120L and Ligasure Impact Specs | X1 Large Jaw NSLX120L and Ligasure Impact Specs | None | A | EPI Generic Document | Released |  | NO | 01/30/2017 16:41:13:426 | Release
PRC079222,A,2,Import for Export Protocol for Brick | Import for Export Protocol for Brick | Protocol - Other | A | Protocol | Released |  | NO | 01/26/2017 17:30:53:962 | Release
BRICK DRIII,A,1,BRICK DRIII | BRICK DRIII | TDR III | A | Design Review Binder | Released |  | NO | 01/23/2017 18:00:22:740 | Release
PRC079049,A,2,Enseal X1 Large Jaw, Jaw Length | Enseal X1 Large Jaw, Jaw Length | None | A | Engineering Study | Released |  | NO | 01/23/2017 14:24:58:995 | Release
PRC075977,A,2,Brick Electrode-to-Jaw Bond Strength | Brick Electrode-to-Jaw Bond Strength | None | A | Engineering Study | Rejected |  | NO | 01/23/2017 10:13:40:930 | WIP
PRC078894,A,6,Import for Export Protocol for Brick | Import for Export Protocol for Brick | Protocol - Other | A | Protocol | Released |  | NO | 01/20/2017 20:54:29:622 | Release
DR000469,A,4,NSLX120L PRA (Brick) | NSLX120L PRA (Brick) | PRA | A | Design Requirement | Released |  | NO | 01/20/2017 14:57:44:371 | Release
PRC077788,B,2,Device Final Visual Inspection at station E17118 | Device Final Visual Inspection at station E17118 | None | B | Engineering Study | Released |  | NO | 01/19/2017 18:57:52:249 | Release
PRC077788,A,5,Final inspection Gage R&R for device | Final inspection Gage R&R for device | None | A | Engineering Study | Released |  | NO | 01/19/2017 18:57:19:233 | Release
PRC073361,B,1,Brick Opening Abuse FEA | Brick Opening Abuse FEA | None | B | Engineering Study | Released |  | NO | 01/17/2017 09:49:25:122 | Release
PRC073361,A,2,Brick Opening Abuse FEA | Brick Opening Abuse FEA | None | A | Engineering Study | Released |  | NO | 01/17/2017 09:49:23:997 | Release
PRC078918,A,2,Brick PCB Height and Shroud Press Interaction | Brick PCB Height and Shroud Press Interaction | None | A | Engineering Study | Released |  | NO | 01/16/2017 16:48:44:366 | Release
PRC078903,A,2,Brick Device Line Impedance Data Verification | Brick Device Line Impedance Data Verification | None | A | Engineering Study | Released |  | NO | 01/16/2017 16:19:29:965 | Release
SCN048540,A,5,Brick Preclinical Summary | Brick Preclinical Summary | Pre-Clin Strategy | A | Scanned (Hardcopy) Item | Released |  | NO | 01/16/2017 16:03:06:197 | Release
SCN031639,F,1,Global Regulatory Strategy - Brick | Global Regulatory Strategy - Brick | None | F | Scanned (Hardcopy) Item | Released |  | NO | 01/16/2017 15:55:18:587 | Release
SCN031639,B,2,Global Regulatory Strategy - Brick | Global Regulatory Strategy - Brick | None | B | Scanned (Hardcopy) Item | Released |  | NO | 01/16/2017 15:55:17:243 | Release
SCN031639,C,3,Global Regulatory Strategy - Brick | Global Regulatory Strategy - Brick | None | C | Scanned (Hardcopy) Item | Released |  | NO | 01/16/2017 15:55:16:978 | Release
SCN031639,D,1,Global Regulatory Strategy - Brick | Global Regulatory Strategy - Brick | None | D | Scanned (Hardcopy) Item | Released |  | NO | 01/16/2017 15:55:16:728 | Release
SCN031639,E,1,Global Regulatory Strategy - Brick | Global Regulatory Strategy - Brick | None | E | Scanned (Hardcopy) Item | Released |  | NO | 01/16/2017 15:55:16:540 | Release
PRC078293,B,3,Project Brick Enseal X1 large jaw design validation completion report | Project Brick Enseal X1 large jaw design validation completion report | None | B | Completion Report | Released |  | NO | 01/16/2017 15:35:46:572 | Release
PRC078293,A,5,Project Brick Enseal X1 large jaw design validation completion report | Project Brick Enseal X1 large jaw design validation completion report | None | A | Completion Report | Released |  | NO | 01/16/2017 15:35:45:772 | Release
PRC077524,B,5,Brick - Engineering Pilot Completion Report Build 2.0 | Brick - Engineering Pilot Completion Report Build 2.0 | None | B | Completion Report | Released |  | NO | 01/16/2017 13:47:41:525 | Release
PRC077524,A,4,Brick - Engineering Pilot Completion Report Build 2.0 | Brick - Engineering Pilot Completion Report Build 2.0 | None | A | Completion Report | Released |  | NO | 01/16/2017 13:47:40:509 | Release
PRC078950,A,6,Brick - Nominal Cut Length and Median Seal Time Verification | Brick - Nominal Cut Length and Median Seal Time Verification | None | A | Engineering Study | Released |  | NO | 01/13/2017 13:42:18:267 | Release
PRC078927,B,4,Brick RF Line and Handswitch Hipot Test Summary | Brick RF Line and Handswitch Hipot Test Summary | None | B | Engineering Study | Released |  | NO | 01/12/2017 15:05:49:870 | Release
PRC078927,A,1,Brick RF Line and Handswitch Hipot Test Summary | Brick RF Line and Handswitch Hipot Test Summary | None | A | Engineering Study | Released |  | NO | 01/12/2017 15:05:49:088 | Release
PRC077171,A,5,Project Brick: OR packaging and set-up validation | Project Brick: OR packaging and set-up validation | None | A | Completion Report | Released |  | NO | 01/12/2017 15:03:11:525 | Release
PRC078339,A,8,D30810 Drawing Requirement Verification | D30810 Drawing Requirement Verification | None | A | Engineering Study | Released |  | NO | 01/12/2017 14:59:19:491 | Release
PRC075037,C,3,Brick Production Weld Strength Testers Gage R&Rs Study | Brick Production Weld Strength Testers Gage R&Rs Study | None | C | Engineering Study | Released |  | NO | 01/12/2017 14:34:12:309 | Release
PRC075037,A,3,Brick Production Weld Strength Testers Gage R&Rs Study | Brick Production Weld Strength Testers Gage R&Rs Study | None | A | Engineering Study | Released |  | NO | 01/12/2017 14:34:11:559 | Release
PRC075037,B,5,Brick Production Weld Strength Testers Gage R&Rs Study | Brick Production Weld Strength Testers Gage R&Rs Study | None | B | Engineering Study | Released |  | NO | 01/12/2017 14:34:11:231 | Release
PRC077443,C,3,Brick Knife Return GR&R | Brick Knife Return GR&R | None | C | Engineering Study | Released |  | NO | 01/12/2017 14:31:00:745 | Release
PRC077443,A,2,Brick Knife Return GR&R | Brick Knife Return GR&R | None | A | Engineering Study | Released |  | NO | 01/12/2017 14:31:00:041 | Release
PRC077443,B,3,Brick Knife Return GR&R | Brick Knife Return GR&R | None | B | Engineering Study | Released |  | NO | 01/12/2017 14:30:59:776 | Release
PRC077967,B,3,Bond Strength, Upper and Lower Jaw Subassemblies, Gage R&R and Strength Validation | Bond Strength, Upper and Lower Jaw Subassemblies, Gage R&R and Strength Validation | None | B | Engineering Study | Released |  | NO | 01/12/2017 14:26:55:564 | Release
PRC077967,A,4,Bond Strength, Upper and Lower Jaw Subassemblies, Gage R&R and Strength Validation | Bond Strength, Upper and Lower Jaw Subassemblies, Gage R&R and Strength Validation | None | A | Engineering Study | Released |  | NO | 01/12/2017 14:26:54:736 | Release
MFP000226,B,7,Project Brick Process Development Strategy | Project Brick Process Development Strategy | Process Development Strategy | B | Manufacturing Plan/Performance Agreement | Released |  | NO | 01/12/2017 11:06:17:654 | Release
MFP000226,A,6,Project Brick Process Development Strategy | Project Brick Process Development Strategy | Process Development Strategy | A | Manufacturing Plan/Performance Agreement | Released |  | NO | 01/12/2017 11:06:16:779 | Release
DOC022522,A,1,Covidien LigaSure Impact Materials Analysis | Covidien LigaSure Impact Materials Analysis | None | A | EPI Generic Document | Released |  | NO | 01/11/2017 14:44:39:378 | Release
PRC073773,A,4,Brick Outer Tube Crimp Study | Brick Outer Tube Crimp Study | None | A | Engineering Study | Released |  | NO | 01/11/2017 14:25:32:524 | Release
RMD001206,D,3,Project Brick Hazard Analysis | Project Brick Hazard Analysis | Hazard Analysis | D | Risk Management Document | Released |  | NO | 01/10/2017 14:38:41:918 | Release
RMD001206,A,2,Project Brick Hazard Analysis | Project Brick Hazard Analysis | Hazard Analysis | A | Risk Management Document | Released |  | NO | 01/10/2017 14:38:41:262 | Release
RMD001206,B,4,Project Brick Hazard Analysis | Project Brick Hazard Analysis | Hazard Analysis | B | Risk Management Document | Released |  | NO | 01/10/2017 14:38:40:887 | Release
RMD001206,C,2,Project Brick Hazard Analysis | Project Brick Hazard Analysis | Hazard Analysis | C | Risk Management Document | Released |  | NO | 01/10/2017 14:38:40:324 | Release
DOC020986,H,1,PS Assessment Brick DR3 FRM01996 2016-10-4 | PS Assessment Brick DR3 FRM01996 2016-10-4 | None | H | EPI Generic Document | Released |  | NO | 01/10/2017 07:23:20:671 | Release
DOC020986,G,1,PS Assessment Brick DR3 FRM01996 2016-10-4 | PS Assessment Brick DR3 FRM01996 2016-10-4 | None | G | EPI Generic Document | Released |  | NO | 01/10/2017 07:23:16:483 | Release
DOC021893,B,1,Project Brick - DFMEA Team Norms | Project Brick - DFMEA Team Norms | None | B | EPI Generic Document | Released |  | NO | 01/10/2017 02:03:05:421 | Release
DOC021893,A,1,Project Brick - DFMEA Team Norms | Project Brick - DFMEA Team Norms | None | A | EPI Generic Document | Released |  | NO | 01/10/2017 02:03:02:343 | Release
PRC074857,B,4,Completion Report of Installation Quialification of End of line Brick Packaging Equipment | Completion Report of Installation Quialification of End of line Brick Packaging Equipment | None | B | Completion Report | Released |  | NO | 01/06/2017 20:25:42:228 | Release
PRC074857,A,3,Completion Report of Installation Quialification of End of line Brick Packaging Equipment | Completion Report of Installation Quialification of End of line Brick Packaging Equipment | None | A | Completion Report | Released |  | NO | 01/06/2017 20:25:41:447 | Release
PRC077513,B,4,Brick Knife Sticking in Tissue Test | Brick Knife Sticking in Tissue Test | None | B | Engineering Study | Released |  | NO | 01/03/2017 15:57:27:443 | Release
PRC077513,A,2,Brick Knife Sticking in Tissue Test | Brick Knife Sticking in Tissue Test | None | A | Engineering Study | Released |  | NO | 01/03/2017 15:57:26:725 | Release
DOC022485,A,1,Brick Continuous Design Review III -Week Five | Brick Continuous Design Review III -Week Five | None | A | EPI Generic Document | Released |  | NO | 01/03/2017 15:32:35:712 | Release
PRC072775,A,1,Brick EMEA CAPT Device Build | Brick EMEA CAPT Device Build | None | A | Engineering Study | Released |  | NO | 01/03/2017 15:22:23:472 | Release
PRC077791,B,1,Brick Closure Lever Side Post, DV Test, GW and Topping Parts | Brick Closure Lever Side Post, DV Test, GW and Topping Parts | None | B | Engineering Study | Released |  | NO | 01/03/2017 15:12:48:827 | Release
PRC077791,A,1,Brick Closure Lever Side Post, DV Test, GW and Topping Parts | Brick Closure Lever Side Post, DV Test, GW and Topping Parts | None | A | Engineering Study | Released |  | NO | 01/03/2017 15:12:47:999 | Release
PRC071670,B,6,Knife Firing Transfer Function | Knife Firing Transfer Function | None | B | Engineering Study | Released |  | NO | 01/03/2017 15:08:59:106 | Release
PRC071670,A,5,Knife Firing Transfer Function | Knife Firing Transfer Function | None | A | Engineering Study | Released |  | NO | 01/03/2017 15:08:58:247 | Release
PRC077821,A,5,Brick MAS Load Cell Setup GR&R & Capability | Brick MAS Load Cell Setup GR&R & Capability | None | A | Engineering Study | Released |  | NO | 01/03/2017 14:08:39:560 | Release
PRC076964,A,4,Brick Engineering Pilot 2 Build Completion report | Brick Engineering Pilot 2 Build Completion report | None | A | Completion Report | Released |  | NO | 01/03/2017 14:01:34:462 | Release
PRC078034,A,5,Brick MAS OP80 Vision Verification Routine | Brick MAS OP80 Vision Verification Routine | None | A | Engineering Study | Released |  | NO | 01/03/2017 13:37:15:544 | Release
PRC078076,A,2,Brick MAS OP80 Electrical Setup Verification, E17137 | Brick MAS OP80 Electrical Setup Verification, E17137 | None | A | Engineering Study | Released |  | NO | 01/03/2017 12:00:59:104 | Release
PSP004948,A,1,Brick Service Studies 2016 | Brick Service Studies 2016 | Service Study | A | Study Document | Released |  | NO | 12/27/2016 11:01:06:769 | Release
PRC076915,B,9,Brick Jaw Gap Inspection Machine GR&R - E17118G01A | Brick Jaw Gap Inspection Machine GR&R - E17118G01A | None | B | Engineering Study | Released |  | NO | 12/19/2016 13:13:21:191 | Release
PRC076915,A,2,Brick Jaw Gap Inspection Machines GR&Rs | Brick Jaw Gap Inspection Machines GR&Rs | None | A | Engineering Study | Released |  | NO | 12/19/2016 13:13:20:535 | Release
DOC022487,A,2,Brick DR III Risk Tracker | Brick DR III Risk Tracker | None | A | EPI Generic Document | Released |  | NO | 12/19/2016 12:40:37:193 | Release
PRC078611,A,7,Brick Post OQ/PQ Production Protocol Inventory Built | Brick Post OQ/PQ Production Protocol Inventory Built | Protocol - Other | A | Protocol | Released |  | NO | 12/16/2016 12:34:42:297 | Release
PRC078536,B,5,Brick Design Verification of Verify by Inspection for SLR-0047 and CMR-0048. | Brick Design Verification of Verify by Inspection for SLR-0047 and CMR-0048. | None | B | Engineering Study | Released |  | NO | 12/15/2016 14:34:12:862 | Release
PRC078536,A,3,Brick Design Verification of Verify by Inspection for SLR-0047 and CMR-0048. | Brick Design Verification of Verify by Inspection for SLR-0047 and CMR-0048. | None | A | Engineering Study | Released |  | NO | 12/15/2016 14:34:12:143 | Release
SCN047751,B,2,Brick Equipment Summary List | Brick Equipment Summary List | Equipment Records | B | Scanned (Hardcopy) Item | Released |  | NO | 12/15/2016 14:29:08:340 | Release
SCN047751,A,2,Brick Equipment Summary List | Brick Equipment Summary List | Equipment Records | A | Scanned (Hardcopy) Item | Released |  | NO | 12/15/2016 14:29:07:653 | Release
PRC078302,A,11,Brick Jaw Gap Inspection Machine GR&R - E17118G01B | Brick Jaw Gap Inspection Machine GR&R - E17118G01B | None | A | Engineering Study | Released |  | NO | 12/15/2016 14:25:28:726 | Release
DOC022455,A,1,Brick Continuous Design Review III -Week Four | Brick Continuous Design Review III -Week Four | None | A | EPI Generic Document | Released |  | NO | 12/15/2016 11:01:05:544 | Release
DOC022422,A,1,Brick Continuous Design Review III -Week Three | Brick Continuous Design Review III -Week Three | None | A | EPI Generic Document | Released |  | NO | 12/15/2016 11:00:41:184 | Release
PRC076219,A,5,Brick EB2 Delamination | Brick EB2 Delamination | None | A | Engineering Study | Released |  | NO | 12/15/2016 10:55:47:740 | Release
PRC075881,B,5,OQPQ CR Line 149 DEVICE - Enseal X1 Large Jaw Tissue Sealer | OQPQ CR Line 149 DEVICE - Enseal X1 Large Jaw Tissue Sealer | None | B | Completion Report | Released |  | NO | 12/14/2016 17:13:36:703 | Release
PRC075881,A,10,OQPQ CR Line 149 DEVICE - Enseal X1 Large Jaw Tissue Sealer | OQPQ CR Line 149 DEVICE - Enseal X1 Large Jaw Tissue Sealer | None | A | Completion Report | Released |  | NO | 12/14/2016 17:13:36:031 | Release
PRC075878,A,8,OQPQ CR Line 147 SHAFT - Enseal X1 Large Jaw Tissue Sealer | OQPQ CR Line 147 SHAFT - Enseal X1 Large Jaw Tissue Sealer | None | A | Completion Report | Released |  | NO | 12/14/2016 15:15:48:342 | Release
PRC075988,A,2,Brick 510(k) Algorithm Changes Completion Report | Brick 510(k) Algorithm Changes Completion Report | None | A | Completion Report | Released |  | NO | 12/14/2016 10:53:03:585 | Release
PRC077877,A,2,Brick Claims Testing - I.R. Thermal Spread | Brick Claims Testing - I.R. Thermal Spread | None | A | Engineering Study | Released |  | NO | 12/13/2016 16:09:15:457 | Release
PRC078066,B,4,Brick - D.V. Verify by Inspection, G10002, etc. | Brick - D.V. Verify by Inspection, G10002, etc. | None | B | Engineering Study | Released |  | NO | 12/13/2016 16:01:27:307 | Release
PRC078066,A,2,Brick - D.V. Verify by Inspection, G10002, etc. | Brick - D.V. Verify by Inspection, G10002, etc. | None | A | Engineering Study | Released |  | NO | 12/13/2016 16:01:26:354 | Release
PRC077576,B,7,Brick - Sticking Data Analysis | Brick - Sticking Data Analysis | None | B | Engineering Study | Released |  | NO | 12/13/2016 15:40:15:483 | Release
PRC077576,A,3,Brick - Sticking Data Analysis | Brick - Sticking Data Analysis | None | A | Engineering Study | Released |  | NO | 12/13/2016 15:40:14:530 | Release
DOC022384,B,3,BRICK RETURN SHIPPER and DECONTAMINATION REQUIREMENTS | BRICK RETURN SHIPPER and DECONTAMINATION REQUIREMENTS | None | B | EPI Generic Document | Released |  | NO | 12/13/2016 15:11:50:931 | Release
DOC022384,A,2,Brick Return Shipper Requirement | Brick Return Shipper Requirement | None | A | EPI Generic Document | Released |  | NO | 12/13/2016 15:11:50:290 | Release
PRC077557,A,1,Brick Production Sub-Assembly Gage R&R Study | Brick Production Sub-Assembly Gage R&R Study | None | A | Engineering Study | Released |  | NO | 12/13/2016 15:03:33:046 | Release
PRC076477,A,12,Pre-clinical Knife Return | Pre-clinical Knife Return | None | A | Engineering Study | Released |  | NO | 12/13/2016 13:44:14:523 | Release
PRC075943,A,7,Brick 510k Algorithm Change Build Completion Report | Brick 510k Algorithm Change Build Completion Report | None | A | Completion Report | Released |  | NO | 12/13/2016 10:03:34:336 | Release
PRC076523,A,1,Gage R&R for the Brick Reliability Tester | Gage R&R for the Brick Reliability Tester | None | A | Engineering Study | Released |  | NO | 12/13/2016 09:49:18:240 | Release
BRICK DRII,A,1,BRICK DR II | BRICK DR II | TDR II | A | Design Review Binder | Released |  | NO | 12/13/2016 02:51:44:208 | Release
DOC022466,A,1,Brick Decontamination Validation Report | Brick Decontamination Validation Report | None | A | EPI Generic Document | Released |  | NO | 12/12/2016 17:53:34:049 | Release
PRC074692,B,1,Jaw Adhesive Application Characterization Study | Jaw Adhesive Application Characterization Study | None | B | Engineering Study | Released |  | NO | 12/09/2016 16:56:39:320 | Release
PRC074692,A,8,Jaw Adhesive Application Characterization Study | Jaw Adhesive Application Characterization Study | None | A | Engineering Study | Released |  | NO | 12/09/2016 16:56:38:538 | Release
PRC075880,B,9,OQPQ Line 149 DEVICE - Enseal X1 Large Jaw Tissue Sealer | OQPQ Line 149 DEVICE - Enseal X1 Large Jaw Tissue Sealer | Protocol Operation Qualification | B | Protocol | Released |  | NO | 12/09/2016 13:19:07:621 | Release
PRC075880,A,6,OQPQ Line 149 DEVICE - Enseal X1 Large Jaw Tissue Sealer | OQPQ Line 149 DEVICE - Enseal X1 Large Jaw Tissue Sealer | Protocol Operation Qualification | A | Protocol | Released |  | NO | 12/09/2016 13:19:06:871 | Release
PRC077590,A,2,Recovery Witness Mark Device Line 149 GR&R | Recovery Witness Mark Device Line 149 GR&R | None | A | Engineering Study | Released |  | NO | 12/09/2016 13:01:02:348 | Release
SCN048511,A,2,Safety Review of the Use of SEFAR® PROPYLTEX 05-420/30 Mesh In the Application of Silicone Lubrication to | Safety Review of the Use of SEFAR® PROPYLTEX 05-420/30 Mesh In the Application of Silicone Lubrication to the Electrodes of the EnSeal® XL Large Jaw Tissue Sealer | Material Biocompatibility Evaluation | A | Scanned (Hardcopy) Item | Released |  | NO | 12/09/2016 10:46:48:364 | Release
PRC078179,A,5,Brick MAS Tip Force Equivalency | Brick MAS Tip Force Equivalency | None | A | Engineering Study | Released |  | NO | 12/08/2016 17:12:17:267 | Release
PRC077822,A,5,Brick MAS OP80 Measurement Pin Study | Brick MAS OP80 Measurement Pin Study | None | A | Engineering Study | Released |  | NO | 12/08/2016 15:56:48:249 | Release
PRC078515,A,2,Brick - OQ/PQ Root Cause of Impedance Failure | Brick - OQ/PQ Root Cause of Impedance Failure | None | A | Engineering Study | Released |  | NO | 12/08/2016 15:42:45:778 | Release
PRC077120,B,4,Torque Test Gage R&R | Torque Test Gage R&R | None | B | Engineering Study | Released |  | NO | 12/08/2016 15:15:46:900 | Release
PRC077120,A,7,Torque Test Gage R&R | Torque Test Gage R&R | None | A | Engineering Study | Released |  | NO | 12/08/2016 15:15:45:885 | Release
PRC077399,A,6,Brick Heat Shrink Process Characterization | Brick Heat Shrink Process Characterization | None | A | Engineering Study | Released |  | NO | 12/08/2016 13:52:08:502 | Release
PRC078451,A,3,Evaluation of Bond Strength Between Overmolded Electrodes and Jaws Test Pucks with Glue out of Specificati | Evaluation of Bond Strength Between Overmolded Electrodes and Jaws Test Pucks with Glue out of Specification in Brick Line 147 | None | A | Engineering Study | Released |  | NO | 12/08/2016 13:46:43:729 | Release
PRC077160,A,6,Brick Claims Testing - Peak Jaw Temperature (Enhanced Algorithm) | Brick Claims Testing - Peak Jaw Temperature (Enhanced Algorithm) | None | A | Engineering Study | Released |  | NO | 12/08/2016 10:28:48:586 | Release
PRC077917,A,6,Completion Report Proficient for Process Test for Torque Measurement Device Line 149 | Completion Report Proficient for Process Test for Torque Measurement Device Line 149 | None | A | Completion Report | Released |  | NO | 12/05/2016 15:48:45:165 | Release
PRC075949,A,8,Brick Biocompatibility Build | Brick Biocompatibility Build | None | A | Engineering Study | Released |  | NO | 12/05/2016 14:34:15:430 | Release
PRC077915,A,4,Completion Report Proficient for FGQA and Process Test for Jaw Gap Measurement Device Line 149 | Completion Report Proficient for FGQA and Process Test for Jaw Gap Measurement Device Line 149 | None | A | Completion Report | Released |  | NO | 12/02/2016 17:28:50:529 | Release
PRC077913,A,4,Completion Report Proficient for FGQA and Process Test for Device Functional Line 149 | Completion Report Proficient for FGQA and Process Test for Device Functional Line 149 | None | A | Completion Report | Released |  | NO | 12/02/2016 15:24:10:480 | Release
PRC077909,A,4,Completion Report Proficient for FGQA and Process Test for Jaw Gap Measurement Shaft Line 147 | Completion Report Proficient for FGQA and Process Test for Jaw Gap Measurement Shaft Line 147 | None | A | Completion Report | Released |  | NO | 12/01/2016 16:19:57:272 | Release
PRC076218,B,3,Brick MAS Line Latch Test GRR, E17137 | Brick MAS Line Latch Test GRR, E17137 | None | B | Engineering Study | Released |  | NO | 12/01/2016 13:53:41:288 | Release
PRC076218,A,2,Brick MAS Line Latch Test GRR, E17137 | Brick MAS Line Latch Test GRR, E17137 | None | A | Engineering Study | Released |  | NO | 12/01/2016 13:53:40:382 | Release
PRC076685,A,3,Brick Silicone Oven Mapping | Brick Silicone Oven Mapping | None | A | Engineering Study | Released |  | NO | 12/01/2016 13:51:31:582 | Release
PRC076834,A,2,Brick Silicone Cam Slot Contamination Study | Brick Silicone Cam Slot Contamination Study | None | A | Engineering Study | Released |  | NO | 12/01/2016 13:50:03:721 | Release
PRC077116,A,2,Brick Silicone Oven Material Flow | Brick Silicone Oven Material Flow | None | A | Engineering Study | Released |  | NO | 12/01/2016 13:47:24:124 | Release
PRC077603,A,4,Brick PVA Glue Capability Confirmation | Brick PVA Glue Capability Confirmation | None | A | Engineering Study | Released |  | NO | 12/01/2016 13:45:52:825 | Release
PRC078295,A,2,Attribute GR&R for Visual Inspection on Welded Electrodes | Attribute GR&R for Visual Inspection on Welded Electrodes | None | A | Engineering Study | Released |  | NO | 12/01/2016 13:32:38:136 | Release
PRC077589,A,2,Recovery Witness Mark Shaft Line 147 GR&R | Recovery Witness Mark Shaft Line 147 GR&R | None | A | Engineering Study | Released |  | NO | 12/01/2016 13:13:45:472 | Release
PRC078355,A,7,Attribute GR&R for Device Jaw Gap and bum touch Reaction Plan Brick | Attribute GR&R for Device Jaw Gap and bum touch Reaction Plan Brick | None | A | Engineering Study | Released |  | NO | 12/01/2016 11:27:46:883 | Release
PRC077121,A,3,Brick Reticle Verification Limits | Brick Reticle Verification Limits | None | A | Engineering Study | Released |  | NO | 11/29/2016 17:42:21:400 | Release
PRC076965,A,10,Brick Jaw Gap Measurement Machine and Smartscope Compatibility Study | Brick Jaw Gap Measurement Machine and Smartscope Compatibility Study | None | A | Engineering Study | Released |  | NO | 11/29/2016 17:39:55:428 | Release
PRC077401,A,6,Brick Device Functional Tester Equivalency: Mechanical Tests | Brick Device Functional Tester Equivalency: Mechanical Tests | None | A | Engineering Study | Released |  | NO | 11/29/2016 17:34:33:374 | Release
PRC076217,B,4,Brick MAS line Hi Pot GRR, E17137 | Brick MAS line Hi Pot GRR, E17137 | None | B | Engineering Study | Released |  | NO | 11/29/2016 17:26:15:488 | Release
PRC076217,A,2,Brick MAS line Hi Pot GRR, E17137 | Brick MAS line Hi Pot GRR, E17137 | None | A | Engineering Study | Released |  | NO | 11/29/2016 17:26:14:832 | Release
PRC077400,B,6,Brick Device Functional Tester GR&Rs: Mechanical Tests | Brick Device Functional Tester GR&Rs: Mechanical Tests | None | B | Engineering Study | Released |  | NO | 11/29/2016 17:21:52:905 | Release
PRC077400,A,6,Brick Device Functional Tester GR&Rs: Mechanical Tests | Brick Device Functional Tester GR&Rs: Mechanical Tests | None | A | Engineering Study | Released |  | NO | 11/29/2016 17:21:52:280 | Release
PRC076686,A,10,Brick Silicone Investigation | Brick Silicone Investigation | None | A | Engineering Study | Released |  | NO | 11/29/2016 16:07:15:013 | Release
PSB004548,A,2,Comparision of Distal Tip Sealing Performance Between ENSEAL X1 Large Jaw (NSLX120L) with Algorithm D and | Comparision of Distal Tip Sealing Performance Between ENSEAL X1 Large Jaw (NSLX120L) with Algorithm D and Ligasure Impact (LF4318) | Protocol | A | Preclinical Study Binder | Released |  | NO | 11/29/2016 11:54:05:347 | Release
PRC077448,A,2,Brick - Probability of Force to Fire Knife to be less than Energy Activation Force | Brick - Probability of Force to Fire Knife to be less than Energy Activation Force | None | A | Engineering Study | Released |  | NO | 11/29/2016 10:54:35:335 | Release
PRC076232,A,5,Brick - Shroud Crystal Root Cause | Brick - Shroud Crystal Root Cause | None | A | Engineering Study | Released |  | NO | 11/28/2016 16:33:59:252 | Release
DOC022419,A,2,Brick Continuous Design Review III -Week Two | Brick Continuous Design Review III -Week Two | None | A | EPI Generic Document | Released |  | NO | 11/28/2016 11:00:37:780 | Release
PRC077912,B,3,Infinity Proficient 3.3 for Device Functional Test Brick | Infinity Proficient 3.3 for Device Functional Test Brick | Protocol - Other | B | Protocol | Released |  | NO | 11/25/2016 13:06:34:411 | Release
PRC077912,A,5,Infinity Proficient 3.3 for Device Functional Test Brick | Infinity Proficient 3.3 for Device Functional Test Brick | Protocol - Other | A | Protocol | Released |  | NO | 11/25/2016 13:06:33:739 | Release
PRC075877,A,9,OQPQ Line 147 SHAFT - Enseal X1 Large Jaw Tissue Sealer | OQPQ Line 147 SHAFT - Enseal X1 Large Jaw Tissue Sealer | Protocol Operation Qualification | A | Protocol | Released |  | NO | 11/22/2016 19:23:22:055 | Release
PRC077125,A,4,GR&R for Evaluation of Scale used to weighting glue of the PVA of Brick line 147 | GR&R for Evaluation of Scale used to weighting glue of the PVA of Brick line 147 | None | A | Engineering Study | Released |  | NO | 11/22/2016 14:35:00:912 | Release
PRC075287,A,3,Completion report of Packaging Sealing Operation Qualification of Blister Sealer E17141 | Completion report of Packaging Sealing Operation Qualification of Blister Sealer E17141 | None | A | Completion Report | Released |  | NO | 11/22/2016 13:20:35:207 | Release
PRC076871,A,6,Electrode Assembly Station Characterization | Electrode Assembly Station Characterization | None | A | Engineering Study | Released |  | NO | 11/21/2016 12:00:57:988 | Release
PRC077605,A,2,Brick PVA Weigh Scale GRR | Brick PVA Weigh Scale GRR | None | A | Engineering Study | Released |  | NO | 11/21/2016 11:43:09:075 | Release
PRC077127,B,3,Brick Device Electrical Test GRR, E17137 | Brick Device Electrical Test GRR, E17137 | None | B | Engineering Study | Released |  | NO | 11/18/2016 12:37:38:705 | Release
PRC077127,A,2,Brick Device Electrical Test GRR, E17137 | Brick Device Electrical Test GRR, E17137 | None | A | Engineering Study | Released |  | NO | 11/18/2016 12:37:38:002 | Release
PRC077592,A,4,Blister Sealing and Packaging Inspection Gage R&R E17141, ES1604 | Blister Sealing and Packaging Inspection Gage R&R E17141, ES1604 | None | A | Engineering Study | Released |  | NO | 11/16/2016 15:47:00:592 | Release
PRC077402,B,3,Brick Shaft Functional Tester GR&Rs | Brick Shaft Functional Tester GR&Rs | None | B | Engineering Study | Released |  | NO | 11/15/2016 15:22:11:267 | Release
PRC077402,A,4,Brick Shaft Functional Tester GR&Rs | Brick Shaft Functional Tester GR&Rs | None | A | Engineering Study | Released |  | NO | 11/15/2016 15:22:10:127 | Release
SCN046813,A,3,NSLX120L Package Ergonomic Review | NSLX120L Package Ergonomic Review | Packaging Documentation | A | Scanned (Hardcopy) Item | Released |  | NO | 11/14/2016 17:11:44:728 | Release
PRC075286,A,1,Cable Compensation Test | Cable Compensation Test | None | A | Engineering Study | Rejected |  | NO | 11/14/2016 15:38:47:569 | WIP
PRC077598,A,5,GRR for Brick PVA Jaw Adhesive Application | GRR for Brick PVA Jaw Adhesive Application | None | A | Engineering Study | Released |  | NO | 11/14/2016 10:49:55:042 | Release
PRC077397,B,4,Brick Heat Shrink GR&Rs | Brick Heat Shrink GR&Rs | None | B | Engineering Study | Released |  | NO | 11/14/2016 10:47:58:524 | Release
PRC077397,A,3,Brick Heat Shrink GR&Rs | Brick Heat Shrink GR&Rs | None | A | Engineering Study | Released |  | NO | 11/14/2016 10:47:57:368 | Release
PRC077117,A,2,Brick Torque Test Gage Compatibility Study | Brick Torque Test Gage Compatibility Study | None | A | Engineering Study | Released |  | NO | 11/14/2016 10:46:17:851 | Release
DOC022394,A,2,Brick Continuous Design Review III -Week One | Brick Continuous Design Review III -Week One | None | A | EPI Generic Document | Released |  | NO | 11/14/2016 09:59:59:294 | Release
PRC076684,A,6,Brick Silicone Fixture Prototyping | Brick Silicone Fixture Prototyping | None | A | Engineering Study | Released |  | NO | 11/14/2016 09:05:23:307 | Release
DOC022399,A,1,Brick_Deviation_Memo | Brick_Deviation_Memo | Collaborative Labeling Development Process | A | EPI Generic Document | Rejected |  | NO | 11/11/2016 14:43:45:515 | WIP
DOC022401,A,1,Brick_translation_documentation_IFU_and_package_labeling | Brick_translation_documentation_IFU_and_package_labeling | Collaborative Labeling Development Process | A | EPI Generic Document | Rejected |  | NO | 11/11/2016 14:42:40:217 | WIP
DOC022400,A,1,Brick_TRC_IFU_and_package_labeling | Brick_TRC_IFU_and_package_labeling | Collaborative Labeling Development Process | A | EPI Generic Document | Rejected |  | NO | 11/11/2016 14:42:11:435 | WIP
DOC022403,A,1,Brick_Supplier_Memo_IFU | Brick_Supplier_Memo_IFU | Collaborative Labeling Development Process | A | EPI Generic Document | Rejected |  | NO | 11/11/2016 14:41:33:559 | WIP
DOC022398,A,1,Brick_TRC_and_documentation_IFU_update_2 | Brick_TRC_and_documentation_IFU_update_2 | Collaborative Labeling Development Process | A | EPI Generic Document | Rejected |  | NO | 11/11/2016 14:40:48:059 | WIP
DOC022397,A,1,Brick TRC and documentation for Brick IFU Update #1 | Brick TRC and documentation for Brick IFU Update #1 | Collaborative Labeling Development Process | A | EPI Generic Document | Rejected |  | NO | 11/11/2016 14:34:42:772 | WIP
PRC077914,A,6,Infinity Proficient 3.3 for Jaw Gap Measurement Device Brick | Infinity Proficient 3.3 for Jaw Gap Measurement Device Brick | Protocol - Other | A | Protocol | Released |  | NO | 11/11/2016 12:49:08:677 | Release
PRC077916,A,4,Infinity Proficient 3.3 for Torque Test Device Brick | Infinity Proficient 3.3 for Torque Test Device Brick | Protocol - Other | A | Protocol | Released |  | NO | 11/11/2016 12:48:58:629 | Release
PRC075982,A,6,Intermittent Switch Screen Method | Intermittent Switch Screen Method | None | A | Engineering Study | Released |  | NO | 11/10/2016 16:26:47:721 | Release
PRC077609,A,4,Inspect Upper and Lower Electrode GR&R | Inspect Upper and Lower Electrode GR&R | None | A | Engineering Study | Released |  | NO | 11/10/2016 13:06:01:024 | Release
PRC075987,A,3,Brick 510(k) Algorithm Change Benchtop Testing Protocol | Brick 510(k) Algorithm Change Benchtop Testing Protocol | Protocol - Other | A | Protocol | Released |  | NO | 11/10/2016 09:36:36:931 | Release
PRC077403,B,3,Brick Laser Welder Attribute GR&R | Brick Laser Welder Attribute GR&R | None | B | Engineering Study | Released |  | NO | 11/10/2016 09:18:08:024 | Release
PRC077403,A,7,Brick Laser Welder Attribute GR&R | Brick Laser Welder Attribute GR&R | None | A | Engineering Study | Released |  | NO | 11/10/2016 09:18:07:008 | Release
PRC077318,A,4,MOCCME for introduction Brick Equipment Line 147 & 149 into the CMEII | MOCCME for introduction Brick Equipment Line 147 & 149 into the CMEII | None | A | Completion Report | Released |  | NO | 11/09/2016 18:38:34:218 | Release
PRC077908,A,5,Infinity Proficient 3.3 for Jaw Gap Measurement Brick | Infinity Proficient 3.3 for Jaw Gap Measurement Brick | Protocol - Other | A | Protocol | Released |  | NO | 11/09/2016 14:13:07:465 | Release
PSP005267,A,3,Final Report: Comparison of Maximum Lateral Thermal Damage Via Histology of the ENSEAL X1 Large Jaw (NSLX1 | Final Report: Comparison of Maximum Lateral Thermal Damage Via Histology of the ENSEAL X1 Large Jaw (NSLX120L) and the Ligasure Impact (LF4318) | Study Data | A | Study Document | Released |  | NO | 11/09/2016 12:18:33:361 | Release
PSP005265,A,1,Final Report: Comparison of Maximum Lateral Thermal Damage Via Histology of the ENSEAL X1 Large Jaw (NSLX1 | Final Report: Comparison of Maximum Lateral Thermal Damage Via Histology of the ENSEAL X1 Large Jaw (NSLX120L) and the Ligasure Atlas (LS1020) | Study Report | A | Study Document | Released |  | NO | 11/09/2016 11:30:54:240 | Release
PSP005266,A,1,Statistical Report: Comparison of Maximum Lateral Thermal Damage Via Histology of the ENSEAL X1 Large Jaw | Statistical Report: Comparison of Maximum Lateral Thermal Damage Via Histology of the ENSEAL X1 Large Jaw (NSLX120L) and the Ligasure Impact (LF4318) | Study Report | A | Study Document | Released |  | NO | 11/09/2016 11:11:16:925 | Release
PSP005264,A,1,Statistical Report: PSP005264,A,1,Statistical Report: Comparison of Maximum Later of Maximum Lateral Therm | Statistical Report: PSP005264,A,1,Statistical Report: Comparison of Maximum Later of Maximum Lateral Thermal Damage Via Histology of the ENSEAL X1 Large Jaw (NSLX120L) and the Ligasure Atlas (LS1020) | Study Report | A | Study Document | Released |  | NO | 11/09/2016 11:08:12:500 | Release
PRC077919,A,2,GR&R for Visual Inspection for Shaft Clean and Pack for Brick line 147 | GR&R for Visual Inspection for Shaft Clean and Pack for Brick line 147 | None | A | Engineering Study | Released |  | NO | 11/08/2016 18:43:20:968 | Release
PRC077079,A,5,Process Characterization, Brick Proximal Shaft Assembly, E17126 | Process Characterization, Brick Proximal Shaft Assembly, E17126 | None | A | Engineering Study | Released |  | NO | 11/08/2016 16:22:12:387 | Release
PRC075447,B,2,SV for Shaft Handle Assembly Equipment E17124, E17125 and E17126 for Brick Shaft Line #147 | SV for Shaft Handle Assembly Equipment E17124, E17125 and E17126 for Brick Shaft Line #147 | None | B | Completion Report | Released |  | NO | 11/07/2016 18:11:08:900 | Release
PRC077306,A,2,Brick MAS Line Pallet Electrical Characterization, E17137 | Brick MAS Line Pallet Electrical Characterization, E17137 | None | A | Engineering Study | Released |  | NO | 11/04/2016 09:34:56:343 | Release
PRC077602,A,5,Jaw Gap Compatibility Study Between Machine A and B | Jaw Gap Compatibility Study Between Machine A and B | None | A | Engineering Study | Released |  | NO | 11/03/2016 16:42:12:628 | Release
PRC076393,A,6,Brick Switch Solder Profile Study | Brick Switch Solder Profile Study | None | A | Engineering Study | Released |  | NO | 11/03/2016 12:16:53:060 | Release
PRC075876,A,5,IQ CR Line 149 DEVICE - Enseal X1 Large Jaw Tissue Sealer | IQ CR Line 149 DEVICE - Enseal X1 Large Jaw Tissue Sealer | None | A | Completion Report | Released |  | NO | 11/02/2016 18:34:41:943 | Release
PRC073725,A,3,Installation Qualification of Sales Unit Smart System Packaging E17142 | Installation Qualification of Sales Unit Smart System Packaging E17142 | None | A | Completion Report | Released |  | NO | 11/02/2016 15:31:57:121 | Release
PRC075446,C,2,SV for Shaft Assembly Equipment E17124, E17125 and E17126 for Brick Shaft Line #147 | SV for Shaft Assembly Equipment E17124, E17125 and E17126 for Brick Shaft Line #147 | Protocol Software Validation | C | Protocol | Released |  | NO | 11/02/2016 13:22:51:457 | Release
PRC075446,A,2,SV for Shaft Assembly Equipment E17124, E17125 and E17126 for Brick Shaft Line #147 | SV for Shaft Assembly Equipment E17124, E17125 and E17126 for Brick Shaft Line #147 | Protocol Software Validation | A | Protocol | Released |  | NO | 11/02/2016 13:22:50:722 | Release
PRC075446,B,5,SV for Shaft Assembly Equipment E17124, E17125 and E17126 for Brick Shaft Line #147 | SV for Shaft Assembly Equipment E17124, E17125 and E17126 for Brick Shaft Line #147 | Protocol Software Validation | B | Protocol | Released |  | NO | 11/02/2016 13:22:50:300 | Release
PRC077110,B,4,Attribute GR&R, Evaluation of Brick Distal Shaft Assembly Vision System, E17124 | Attribute GR&R, Evaluation of Brick Distal Shaft Assembly Vision System, E17124 | None | B | Engineering Study | Released |  | NO | 11/01/2016 12:36:45:490 | Release
PRC077110,A,4,Attribute GR&R, Evaluation of Brick Distal Shaft Assembly Vision System, E17124 | Attribute GR&R, Evaluation of Brick Distal Shaft Assembly Vision System, E17124 | None | A | Engineering Study | Released |  | NO | 11/01/2016 12:36:44:943 | Release
PRC077656,A,6,Brick Electrode Assembly Pin Distance GRR | Brick Electrode Assembly Pin Distance GRR | None | A | Engineering Study | Released |  | NO | 11/01/2016 12:33:12:893 | Release
PRC077655,A,5,Brick Electrode Assembly Vision System Part Presence GRR | Brick Electrode Assembly Vision System Part Presence GRR | None | A | Engineering Study | Released |  | NO | 11/01/2016 12:26:19:715 | Release
PRC076683,A,4,Brick Mesh Replacement Frequency Study | Brick Mesh Replacement Frequency Study | None | A | Engineering Study | Released |  | NO | 11/01/2016 11:43:44:442 | Release
PRC074833,A,2,Knife Height to Insulator Stack and Uncut Tissue | Knife Height to Insulator Stack and Uncut Tissue | None | A | Engineering Study | Released |  | NO | 11/01/2016 11:26:43:521 | Release
PRC075874,A,9,IQ CR Line 147 SHAFT Enseal X1 Large Jaw Tissue Sealer | IQ CR Line 147 SHAFT Enseal X1 Large Jaw Tissue Sealer | None | A | Completion Report | Released |  | NO | 11/01/2016 09:55:26:257 | Release
PRC075445,A,4,SV for laser Welder Equipment E17122 Brick Shaft Line #147 | SV for laser Welder Equipment E17122 Brick Shaft Line #147 | None | A | Completion Report | Released |  | NO | 10/31/2016 20:21:29:428 | Release
PRC075439,A,2,SV for Jaw Glue Application Station E17117 Brick Shaft Line #147 | SV for Jaw Glue Application Station E17117 Brick Shaft Line #147 | None | A | Completion Report | Released |  | NO | 10/31/2016 20:16:49:649 | Release
PRC075451,B,2,SV for Shaft Functional Tester Equipment E17128 Brick Shaft Line #147 | SV for Shaft Functional Tester Equipment E17128 Brick Shaft Line #147 | None | B | Completion Report | Released |  | NO | 10/31/2016 19:50:15:792 | Release
PRC075451,A,6,SV for Shaft Functional Tester Equipment E17128 Brick Shaft Line #147 | SV for Shaft Functional Tester Equipment E17128 Brick Shaft Line #147 | None | A | Completion Report | Released |  | NO | 10/31/2016 19:50:15:167 | Release
PRC076566,B,3,Brick EP1.5 Knife Bending | Brick EP1.5 Knife Bending | None | B | Engineering Study | Released |  | NO | 10/31/2016 17:28:53:174 | Release
PRC076566,A,3,Brick EP1.5 Knife Bending | Brick EP1.5 Knife Bending | None | A | Engineering Study | Released |  | NO | 10/31/2016 17:28:52:455 | Release
PRC073567,A,2,Brick - Jaw Overmold Cracking Evaluation | Brick - Jaw Overmold Cracking Evaluation | None | A | Engineering Study | Released |  | NO | 10/31/2016 16:26:52:459 | Release
PRC073724,A,3,Installation Qualification of Sales Unit Smart System Packaging E17142 | Installation Qualification of Sales Unit Smart System Packaging E17142 | Protocol Operation Qualification | A | Protocol | Released |  | NO | 10/28/2016 20:18:32:470 | Release
PRC077292,A,3,Attribute GR&R, Pivot/Pull Pin Fixture, Brick Distal Shaft Assembly E17124 | Attribute GR&R, Pivot/Pull Pin Fixture, Brick Distal Shaft Assembly E17124 | None | A | Engineering Study | Released |  | NO | 10/27/2016 16:25:38:449 | Release
PRC076682,A,4,Brick Silicone Applicator Characterization | Brick Silicone Applicator Characterization | None | A | Engineering Study | Released |  | NO | 10/27/2016 14:36:11:553 | Release
PRC075438,B,5,SV for PVA Station E17117 Brick Shaft Line #147 | SV for PVA Station E17117 Brick Shaft Line #147 | Protocol Software Validation | B | Protocol | Released |  | NO | 10/27/2016 11:17:52:561 | Release
PRC075438,A,7,SV for PVA Station E17117 Brick Shaft Line #147 | SV for PVA Station E17117 Brick Shaft Line #147 | Protocol Software Validation | A | Protocol | Released |  | NO | 10/27/2016 11:17:51:983 | Release
PRC073957,B,2,Sterile Packaging of Brick Device's for Environmental Extremes Transit Testing | Sterile Packaging of Brick Device's for Environmental Extremes Transit Testing | None | B | Engineering Study | Released |  | NO | 10/27/2016 10:57:11:417 | Release
PRC073957,A,5,Sterile Packaging for Brick Enviornmental Extremes Transit Testing | Sterile Packaging for Brick Enviornmental Extremes Transit Testing | None | A | Engineering Study | Released |  | NO | 10/27/2016 10:57:10:605 | Release
PRC075549,A,7,Brick (NSLX120L) Package System Approval Completion Report | Brick (NSLX120L) Package System Approval Completion Report | None | A | Completion Report | Released |  | NO | 10/27/2016 10:47:46:284 | Release
PRC077014,A,5,Enseal Silicone Mesh Biocompatibility Samples | Enseal Silicone Mesh Biocompatibility Samples | None | A | Engineering Study | Released |  | NO | 10/26/2016 10:07:05:664 | Release
PRC077509,A,4,Knife Trigger Gear Skip Prevention Rib FEA | Knife Trigger Gear Skip Prevention Rib FEA | None | A | Engineering Study | Released |  | NO | 10/25/2016 10:47:47:810 | Release
PRC074785,B,4,Brick Device Line # 149 Gage R&R Equipment E17139 | Brick Device Line # 149 Gage R&R Equipment E17139 | None | B | Engineering Study | Released |  | NO | 10/24/2016 16:15:59:731 | Release
PRC074785,A,2,Brick Device Line # 149 Gage R&R Equipment E17139 | Brick Device Line # 149 Gage R&R Equipment E17139 | None | A | Engineering Study | Released |  | NO | 10/24/2016 16:15:58:965 | Release
PRC076680,A,6,? Brick Silicone Visual Attribute Inspection Gage R&R | ? Brick Silicone Visual Attribute Inspection Gage R&R | None | A | Engineering Study | Released |  | NO | 10/21/2016 16:37:26:938 | Release
PRC077508,A,2,Brick Knife Sticking Investigation | Brick Knife Sticking Investigation | None | A | Engineering Study | Released |  | NO | 10/21/2016 16:25:50:464 | Release
PRC072223,B,3,Project Brick Bare Unit Fragility Assessment | Project Brick Bare Unit Fragility Assessment | None | B | Engineering Study | Released |  | NO | 10/21/2016 16:22:22:368 | Release
PRC072223,A,7,Bare Unit Device Fragility Assement for project Brick (NSLX120L) | Bare Unit Device Fragility Assement for project Brick (NSLX120L) | None | A | Engineering Study | Released |  | NO | 10/21/2016 16:22:21:649 | Release
PSP004914,A,1,Final Report - Evaluation and Comparision of Surgical Efficiency of the ENSEAL X1 Large Jaw (NSLX120L), th | Final Report - Evaluation and Comparision of Surgical Efficiency of the ENSEAL X1 Large Jaw (NSLX120L), the LigaSure Impact (LS4318), and the LigaSure Atlas (LS1020) | Study Report | A | Study Document | Released |  | NO | 10/21/2016 14:22:25:072 | Release
PRC075449,A,4,SV for Silicone and Cure Equipment E17127 Brick Shaft Line #147 | SV for Silicone and Cure Equipment E17127 Brick Shaft Line #147 | None | A | Completion Report | Released |  | NO | 10/20/2016 20:31:37:762 | Release
PRC076382,A,6,SV for Electrode Assembly E17119 for Brick Line #147 | SV for Electrode Assembly E17119 for Brick Line #147 | None | A | Completion Report | Released |  | NO | 10/20/2016 19:16:09:177 | Release
PSP004915,A,1,Study Data - Brick Surgical Efficiency | Study Data - Brick Surgical Efficiency | Study Data | A | Study Document | Released |  | NO | 10/19/2016 16:05:02:361 | Release
PSP005220,A,1,Deviations | Deviations | Study Data | A | Study Document | Released |  | NO | 10/19/2016 16:04:27:954 | Release
PRC077793,A,2,Protocol of Sterilization Build for Brick | Protocol of Sterilization Build for Brick | Protocol - Other | A | Protocol | Released |  | NO | 10/18/2016 18:35:07:132 | Release
PRC076551,A,4,Brick Knife Bending Investigation Study | Brick Knife Bending Investigation Study | None | A | Engineering Study | Released |  | NO | 10/18/2016 16:56:33:175 | Release
PRC075362,A,5,Brick Production Crimp Strength Characterization and Gage R&R Study | Brick Production Crimp Strength Characterization and Gage R&R Study | None | A | Engineering Study | Released |  | NO | 10/18/2016 10:41:55:696 | Release
PRC076512,A,1,E17124 GRR Pin Installation | E17124 GRR Pin Installation | None | A | Engineering Study | Working |  | NO | 10/18/2016 10:00:47:441 | WIP
PRC075463,A,8,SV for Torque Test Equipment E17140 Brick Device Line #149 | SV for Torque Test Equipment E17140 Brick Device Line #149 | None | A | Completion Report | Released |  | NO | 10/17/2016 17:14:53:730 | Release
PRC075465,B,12,SV for Tensile Test Equipment E17144 for Brick Line #149 | SV for Tensile Test Equipment E17144 for Brick Line #149 | None | B | Completion Report | Released |  | NO | 10/17/2016 17:03:32:100 | Release
PRC075465,A,1,SV for Tensile Test Equipment E17144 for Brick Line #149 | SV for Tensile Test Equipment E17144 for Brick Line #149 | None | A | Completion Report | Released |  | NO | 10/17/2016 17:03:31:396 | Release
PRC075441,A,7,SV Curing Oven Station Brick Shaft Line #147 | SV Curing Oven Station Brick Shaft Line #147 | None | A | Completion Report | Released |  | NO | 10/17/2016 15:06:57:321 | Release
PRC073615,B,3,Rack and Knife Pusher Joint Dislocation test and FEA | Rack and Knife Pusher Joint Dislocation test and FEA | None | B | Engineering Study | Released |  | NO | 10/17/2016 14:09:21:323 | Release
PRC073615,A,9,Rack and Knife Pusher Joint Dislocation test and FEA | Rack and Knife Pusher Joint Dislocation test and FEA | None | A | Engineering Study | Released |  | NO | 10/17/2016 14:09:20:604 | Release
PRC076384,A,6,SV for Heat Shrink Station E17123 for Brick Line #147 | SV for Heat Shrink Station E17123 for Brick Line #147 | None | A | Completion Report | Released |  | NO | 10/17/2016 14:07:45:728 | Release
PRC075450,C,3,SV for Shaft Functional Tester Equipment E17128 Brick Shaft Line #147 | SV for Shaft Functional Tester Equipment E17128 Brick Shaft Line #147 | Protocol Software Validation | C | Protocol | Released |  | NO | 10/17/2016 12:29:10:587 | Release
PRC075450,A,1,SV for Shaft Functional Tester Equipment E17128 Brick Shaft Line #147 | SV for Shaft Functional Tester Equipment E17128 Brick Shaft Line #147 | Protocol Software Validation | A | Protocol | Released |  | NO | 10/17/2016 12:29:09:900 | Release
PRC075450,B,2,SV for Shaft Functional Tester Equipment E17128 Brick Shaft Line #147 | SV for Shaft Functional Tester Equipment E17128 Brick Shaft Line #147 | Protocol Software Validation | B | Protocol | Released |  | NO | 10/17/2016 12:29:09:603 | Release
PSP005217,A,1,Protocol: Comparision of Maximum Lateral Thermal Damage Via Histology of the ENSEAL X1 Large Jaw (NSLX120L | Protocol: Comparision of Maximum Lateral Thermal Damage Via Histology of the ENSEAL X1 Large Jaw (NSLX120L) and the Ligasure Atlas (LS1020) | Protocol | A | Study Document | Released |  | NO | 10/17/2016 09:48:39:677 | Release
PSP005218,A,1,Protocol: Comparision of Maximum Lateral Thermal Damage Via Histology of the ENSEAL X1 Large Jaw (NSLX120L | Protocol: Comparision of Maximum Lateral Thermal Damage Via Histology of the ENSEAL X1 Large Jaw (NSLX120L) and the Ligasure Impact (LF4318) | Protocol | A | Study Document | Released |  | NO | 10/17/2016 09:48:39:677 | Release
PRC077577,A,2,Protocol of Sterilization Build for Brick | Protocol of Sterilization Build for Brick | Protocol Operation Qualification | A | Protocol | Rejected |  | NO | 10/14/2016 19:23:16:391 | WIP
PRC073699,B,3,Brick Knife Trigger Long Term Strains FEA | Brick Knife Trigger Long Term Strains FEA | None | B | Engineering Study | Released |  | NO | 10/13/2016 14:14:45:428 | Release
PRC073699,A,3,Brick Knife Trigger Long Term Strains FEA | Brick Knife Trigger Long Term Strains FEA | None | A | Engineering Study | Released |  | NO | 10/13/2016 14:14:42:727 | Release
PRC075873,A,4,Line 147 SHAFT Enseal X1 Large Jaw Tissue Sealer IQ | Line 147 SHAFT Enseal X1 Large Jaw Tissue Sealer IQ | Protocol Equipment Install Qual | A | Protocol | Released |  | NO | 10/13/2016 11:48:20:874 | Release
PRC075875,A,5,IQ Line 149 DEVICE - Enseal X1 Large Jaw Tissue Sealer | IQ Line 149 DEVICE - Enseal X1 Large Jaw Tissue Sealer | Protocol Equipment Install Qual | A | Protocol | Released |  | NO | 10/13/2016 11:26:19:027 | Release
DOC021779,B,2,Project Brick - Royalty Bearing Obligations Memo | Project Brick - Royalty Bearing Obligations Memo | None | B | EPI Generic Document | Released |  | NO | 10/13/2016 10:04:05:485 | Release
DOC021779,A,1,Project Brick - Royalty Bearing Obligations Memo | Project Brick - Royalty Bearing Obligations Memo | None | A | EPI Generic Document | Released |  | NO | 10/13/2016 10:04:02:665 | Release
PRC075444,B,2,SV for laser Welder Equipment E17122 Brick Shaft Line #147 | SV for laser Welder Equipment E17122 Brick Shaft Line #147 | Protocol Software Validation | B | Protocol | Released |  | NO | 10/10/2016 14:28:43:437 | Release
PRC075444,A,1,SV for laser Welder Equipment E17122 Brick Shaft Line #147 | SV for laser Welder Equipment E17122 Brick Shaft Line #147 | Protocol Software Validation | A | Protocol | Released |  | NO | 10/10/2016 14:28:36:969 | Release
PRC077523,A,2,Brick - Engineering Pilot Testing Protocol Build 2.0 | Brick - Engineering Pilot Testing Protocol Build 2.0 | Protocol Engineering Pilot | A | Protocol | Released |  | NO | 10/10/2016 10:29:16:027 | Release
PSP004913,A,1,Protocol - Evaluation and Comparision of Surgical Efficiency of the ENSEAL X1 Large Jaw (NSLX120L), the Li | Protocol - Evaluation and Comparision of Surgical Efficiency of the ENSEAL X1 Large Jaw (NSLX120L), the LigaSure Impact (LS4318), and the LigaSure Atlas (LS1020) | Protocol | A | Study Document | Released |  | NO | 10/04/2016 05:49:16:678 | Release
PRC077454,A,3,Brick Force to Activate With and Without Energy Button | Brick Force to Activate With and Without Energy Button | None | A | Engineering Study | Released |  | NO | 10/03/2016 15:56:09:574 | Release
PRC075208,A,9,Brick Claims Testing - Jaw Force vs Angle | Brick Claims Testing - Jaw Force vs Angle | None | A | Engineering Study | Released |  | NO | 09/29/2016 12:30:47:988 | Release
DOC021764,B,1,Brick vs Impact Jaw Forces and Pressures | Brick vs Impact Jaw Forces and Pressures | None | B | EPI Generic Document | Released |  | NO | 09/29/2016 12:15:29:908 | Release
DOC021764,A,2,Brick vs Impact Jaw Forces and Pressures | Brick vs Impact Jaw Forces and Pressures | None | A | EPI Generic Document | Released |  | NO | 09/29/2016 12:15:25:996 | Release
PSP005173,A,1,Final Report: Comparision of Distal Tip Sealing Performance Between ENSEAL X1 Large Jaw (NSLX120L) with A | Final Report: Comparision of Distal Tip Sealing Performance Between ENSEAL X1 Large Jaw (NSLX120L) with Algorithm D and Ligasure Impact (LF4318) | Study Report | A | Study Document | Released |  | NO | 09/28/2016 09:15:41:854 | Release
SCN031918,F,2,Brick Preclinical Strategy | Brick Preclinical Strategy | Pre-Clin Strategy | F | Scanned (Hardcopy) Item | Released |  | NO | 09/28/2016 09:07:28:565 | Release
SCN031918,A,2,Brick Preclinical Strategy | Brick Preclinical Strategy | Pre-Clin Strategy | A | Scanned (Hardcopy) Item | Released |  | NO | 09/28/2016 09:07:25:981 | Release
SCN031918,B,1,Brick Preclinical Strategy | Brick Preclinical Strategy | Pre-Clin Strategy | B | Scanned (Hardcopy) Item | Released |  | NO | 09/28/2016 09:07:25:347 | Release
SCN031918,C,1,Brick Preclinical Strategy | Brick Preclinical Strategy | Pre-Clin Strategy | C | Scanned (Hardcopy) Item | Released |  | NO | 09/28/2016 09:07:24:733 | Release
SCN031918,D,1,Brick Preclinical Strategy | Brick Preclinical Strategy | Pre-Clin Strategy | D | Scanned (Hardcopy) Item | Released |  | NO | 09/28/2016 09:07:24:179 | Release
SCN031918,E,1,Brick Preclinical Strategy | Brick Preclinical Strategy | Pre-Clin Strategy | E | Scanned (Hardcopy) Item | Released |  | NO | 09/28/2016 09:07:23:424 | Release
PRC076476,A,3,E17136 Brick Handle Press Equipment Characterization | E17136 Brick Handle Press Equipment Characterization | None | A | Engineering Study | Released |  | NO | 09/27/2016 10:37:28:742 | Release
PRC077008,A,2,Brick Tip Force Fixture Compatibility | Brick Tip Force Fixture Compatibility | None | A | Engineering Study | Released |  | NO | 09/27/2016 10:08:15:005 | Release
PRC076389,A,4,Brick Stamped Jaw Testing | Brick Stamped Jaw Testing | None | A | Engineering Study | Released |  | NO | 09/26/2016 14:27:55:127 | Release
PSP005171,A,2,Intra-Op Data | Intra-Op Data | Study Data | A | Study Document | Released |  | NO | 09/26/2016 10:07:40:496 | Release
PSP005172,A,1,Statistical Report: Comparision of Distal Tip Sealing Performance Between ENSEAL X1 Large Jaw (NSLX120L) | Statistical Report: Comparision of Distal Tip Sealing Performance Between ENSEAL X1 Large Jaw (NSLX120L) with Algorithm D and Ligasure Impact (LF4318) | Study Report | A | Study Document | Released |  | NO | 09/26/2016 09:52:02:020 | Release
PSP004470,C,1,Deviations: Project Nitro HARMONIC HAR17F Open Shears: Design Verification Acute Study in the Pig | Deviations: Project Nitro HARMONIC HAR17F Open Shears: Design Verification Acute Study in the Pig | Study Data | C | Study Document | Released |  | NO | 09/23/2016 20:51:36:539 | Release
DOC022235,A,1,Brick Fluid Ingress Memo | Brick Fluid Ingress Memo | None | A | EPI Generic Document | Released |  | NO | 09/22/2016 15:49:47:100 | Release
PRC077316,A,4,MOCCME for introduction Brick Equipment Line 147 & 149 into the CMEII | MOCCME for introduction Brick Equipment Line 147 & 149 into the CMEII | Protocol MOCCME | A | Protocol | Released |  | NO | 09/21/2016 18:43:50:950 | Release
PRC076689,A,3,Brick Automated TAZ Validation | Brick Automated TAZ Validation | None | A | Engineering Study | Released |  | NO | 09/20/2016 17:01:33:663 | Release
PSP005167,A,1,Deviations | Deviations | Study Data | A | Study Document | Released |  | NO | 09/20/2016 11:16:46:535 | Release
PRC075448,A,5,SV for Silicone and Cure Equipment E17127 Brick Shaft Line #147 | SV for Silicone and Cure Equipment E17127 Brick Shaft Line #147 | Protocol Software Validation | A | Protocol | Released |  | NO | 09/20/2016 11:12:22:099 | Release
PRC075205,A,2,Project Brick: Laser Welder (OP50) Process Characterization Study | Project Brick: Laser Welder (OP50) Process Characterization Study | None | A | Engineering Study | Released |  | NO | 09/15/2016 16:20:45:724 | Release
PRC075440,A,3,SV Curing Oven Station Brick Shaft Line #147 | SV Curing Oven Station Brick Shaft Line #147 | Protocol Software Validation | A | Protocol | Released |  | NO | 09/15/2016 15:59:25:628 | Release
PRC075462,B,2,SV for Torque Test Equipment E17140 Brick Device Line #149 | SV for Torque Test Equipment E17140 Brick Device Line #149 | Protocol Software Validation | B | Protocol | Released |  | NO | 09/15/2016 15:53:09:694 | Release
PRC075462,A,4,SV for Torque Test Equipment E17140 Brick Device Line #149 | SV for Torque Test Equipment E17140 Brick Device Line #149 | Protocol Software Validation | A | Protocol | Released |  | NO | 09/15/2016 15:53:06:209 | Release
DOC021948,B,3,Brick usability March 2016 | Brick usability March 2016 | None | B | EPI Generic Document | Released |  | NO | 09/15/2016 15:37:49:665 | Release
DOC021948,A,1,Brick usability March 2016 | Brick usability March 2016 | None | A | EPI Generic Document | Released |  | NO | 09/15/2016 15:37:46:730 | Release
PRC076998,A,3,Project Brick: OR Packaging validation | Project Brick: OR Packaging validation | Design Validation | A | Protocol | Released |  | NO | 09/15/2016 15:26:45:667 | Release
PRC075259,A,3,Brick Tip Force- Silicone and PTFE Effects | Brick Tip Force- Silicone and PTFE Effects | None | A | Engineering Study | Released |  | NO | 09/15/2016 13:25:53:088 | Release
PRC074487,A,7,Brick Biocompatibility Rerun Build | Brick Biocompatibility Rerun Build | None | A | Engineering Study | Released |  | NO | 09/15/2016 10:36:04:924 | Release
PSP005149,A,2,Protocol: Comparision of Distal Tip Sealing Performance Between ENSEAL X1 Large Jaw (NSLX120L) with Algor | Protocol: Comparision of Distal Tip Sealing Performance Between ENSEAL X1 Large Jaw (NSLX120L) with Algorithm D and Ligasure Impact (LF4318) | Protocol | A | Study Document | Released |  | NO | 09/09/2016 11:53:28:638 | Release
PRC076963,A,4,Brick Engineering Pilot 2 Build Protocol | Brick Engineering Pilot 2 Build Protocol | Protocol - Other | A | Protocol | Released |  | NO | 09/09/2016 07:34:02:280 | Release
PRC073319,A,1,Project Brick Engineering Build 2 | Project Brick Engineering Build 2 | None | A | Engineering Study | Released |  | NO | 09/08/2016 18:35:36:708 | Release
PRC075464,B,1,SV for Tensile Test Equipment E17144 for Brick Line #149 | SV for Tensile Test Equipment E17144 for Brick Line #149 | Protocol Software Validation | B | Protocol | Released |  | NO | 09/08/2016 15:36:51:349 | Release
PRC075464,A,3,SV for Tensile Test Equipment E17144 for Brick Line #149 | SV for Tensile Test Equipment E17144 for Brick Line #149 | Protocol Software Validation | A | Protocol | Released |  | NO | 09/08/2016 15:36:48:875 | Release
PRC075976,A,2,6 Corner Tissue Sealing Performance with SuperBRICK2A Enhancement 1 Algorithm | 6 Corner Tissue Sealing Performance with SuperBRICK2A Enhancement 1 Algorithm | None | A | Engineering Study | Released |  | NO | 09/08/2016 15:28:29:961 | Release
PRC075207,A,3,Brick Claims Testing - Peak Jaw Temperature | Brick Claims Testing - Peak Jaw Temperature | None | A | Engineering Study | Released |  | NO | 09/08/2016 15:02:30:003 | Release
PRC074959,A,1,Brick EB2 Silicone versus No Silicone Testing | Brick EB2 Silicone versus No Silicone Testing | None | A | Engineering Study | Released |  | NO | 09/08/2016 11:58:48:354 | Release
PRC076506,A,2,Brick, Impact, and Atlas Measurements | Brick, Impact, and Atlas Measurements | None | A | Engineering Study | Released |  | NO | 09/08/2016 10:48:14:180 | Release
PSP004892,A,2,Final Report: Comparision of Distal Tip Sealing performance between ENSEAL X1 Large Jaw (NSLX120L) and Lig | Final Report: Comparision of Distal Tip Sealing performance between ENSEAL X1 Large Jaw (NSLX120L) and LigaSure Impact (LF4318) | Study Report | A | Study Document | Released |  | NO | 09/07/2016 21:37:33:851 | Release
PRC077081,A,1,Project Brick: OR Packaging validation | Project Brick: OR Packaging validation | None | A | Engineering Study | Rejected |  | NO | 09/06/2016 13:40:04:209 | WIP
DOC022222,A,2,Brick - Rationale for Visibility | Brick - Rationale for Visibility | None | A | EPI Generic Document | Released |  | NO | 09/01/2016 16:41:06:392 | Release
DOC022221,A,2,Brick Ergo Claims memo | Brick Ergo Claims memo | None | A | EPI Generic Document | Released |  | NO | 09/01/2016 16:39:24:443 | Release
PRC073722,A,2,Installation Qualification of Sales Unit Smart System Packaging E17142 | Installation Qualification of Sales Unit Smart System Packaging E17142 | Protocol Equipment Install Qual | A | Protocol | Released |  | NO | 09/01/2016 11:34:07:921 | Release
PRC074788,A,2,Brick Stamped Jaws Build | Brick Stamped Jaws Build | None | A | Engineering Study | Released |  | NO | 09/01/2016 11:21:06:381 | Release
PRC076383,B,1,SV for Heat Shrink Station E17123 for Brick Line #147 | SV for Heat Shrink Station E17123 for Brick Line #147 | Protocol Software Validation | B | Protocol | Released |  | NO | 09/01/2016 10:33:42:148 | Release
PRC076383,A,2,SV for Heat Shrink Station E17123 for Brick Line #147 | SV for Heat Shrink Station E17123 for Brick Line #147 | Protocol Software Validation | A | Protocol | Released |  | NO | 09/01/2016 10:33:39:199 | Release
PRC073341,A,6,Brick Package System Preliminary Testing | Brick Package System Preliminary Testing | None | A | Engineering Study | Released |  | NO | 09/01/2016 09:54:53:172 | Release
PRC076381,B,2,SV for Electrode Assembly E17119 for Brick Line #147 | SV for Electrode Assembly E17119 for Brick Line #147 | Protocol Software Validation | B | Protocol | Released |  | NO | 09/01/2016 09:45:59:576 | Release
PRC076381,A,3,SV for Electrode Assembly E17119 for Brick Line #147 | SV for Electrode Assembly E17119 for Brick Line #147 | Protocol Software Validation | A | Protocol | Released |  | NO | 09/01/2016 09:45:54:548 | Release
PRC075990,A,1,MOCCME for Brick Drops Installation | MOCCME for Brick Drops Installation | None | A | Completion Report | Released |  | NO | 08/31/2016 18:11:43:456 | Release
DOC022209,A,2,Brick - Superior Distal Tip Sealing Rationale | Brick - Superior Distal Tip Sealing Rationale | None | A | EPI Generic Document | Released |  | NO | 08/30/2016 12:07:35:679 | Release
PRC075813,A,2,4 Corner Tissue Sealing Performance with SuperBRICK2A Algorithm | 4 Corner Tissue Sealing Performance with SuperBRICK2A Algorithm | None | A | Engineering Study | Released |  | NO | 08/30/2016 11:41:15:693 | Release
DOC022207,A,3,Brick Bundle Cycle Time Document | Brick Bundle Cycle Time Document | None | A | EPI Generic Document | Released |  | NO | 08/29/2016 17:51:50:686 | Release
PRC076950,A,1,MOCCME for Environmental Analysis for Compressed Air Tank | MOCCME for Environmental Analysis for Compressed Air Tank | Protocol MOCCME | A | Protocol | Rejected |  | NO | 08/24/2016 11:25:43:485 | WIP
SCN047020,A,6,MDC E17141 Maintenance Report | MDC E17141 Maintenance Report | Preventive Maintenance | A | Scanned (Hardcopy) Item | Released |  | NO | 08/23/2016 11:18:21:013 | Release
PRC074213,A,4,Brick Component Corrosion Investigation | Brick Component Corrosion Investigation | None | A | Engineering Study | Released |  | NO | 08/18/2016 16:33:20:348 | Release
PRC076688,A,5,Brick Shaft and Device Level Tip Force Fixture GRR | Brick Shaft and Device Level Tip Force Fixture GRR | None | A | Engineering Study | Released |  | NO | 08/17/2016 13:36:39:397 | Release
DOC022176,A,1,Brick Supplier Request/Approval form | Brick Supplier Request/Approval form | Collaborative Labeling Development Process | A | EPI Generic Document | Released |  | NO | 08/11/2016 11:21:44:664 | Release
PSP005065,A,4,Final Report: Evaluation of Vessel Sealing Performance with ENSEAL X1 Large Jaw Test Devices (Algorithm-A) | Final Report: Evaluation of Vessel Sealing Performance with ENSEAL X1 Large Jaw Test Devices (Algorithm-A) | Study Report | A | Study Document | Released |  | NO | 07/29/2016 08:51:15:993 | Release
PSP005066,A,1,Final Report: Evaluation of Vessel Sealing Performance with ENSEAL X1 Large Jaw Test Devices. | Final Report: Evaluation of Vessel Sealing Performance with ENSEAL X1 Large Jaw Test Devices. | Study Report | A | Study Document | Released |  | NO | 07/28/2016 13:11:19:518 | Release
PSP005057,A,1,Final Report: Comparision of Thermal Tissue Effects between ENSEAL X1 Large Jaw (NSLX120L) and LigaSure At | Final Report: Comparision of Thermal Tissue Effects between ENSEAL X1 Large Jaw (NSLX120L) and LigaSure Atlas (LS1020) | Study Report | A | Study Document | Released |  | NO | 07/28/2016 13:10:58:441 | Release
PSP005056,A,2,Pathology Report: Comparision of Thermal Tissue Effects between ENSEAL X1 Large Jaw (NSLX120L) and LigaSur | Pathology Report: Comparision of Thermal Tissue Effects between ENSEAL X1 Large Jaw (NSLX120L) and LigaSure Atlas (LS1020) | Study Report | A | Study Document | Released |  | NO | 07/28/2016 13:10:18:243 | Release
PSP004909,B,1,Deviations - Distal Tip Sealing Performance | Deviations - Distal Tip Sealing Performance | Study Data | B | Study Document | Released |  | NO | 07/28/2016 12:04:37:320 | Release
PSP004456,B,2,Nitro Design Verification Acute Pathology Report | Nitro Design Verification Acute Pathology Report | Study Report | B | Study Document | Released |  | NO | 07/27/2016 17:01:06:535 | Release
PRC076576,A,3,Brick Engineering Pilot Build Protocol 1.5 | Brick Engineering Pilot Build Protocol 1.5 | Protocol - Other | A | Protocol | Released |  | NO | 07/26/2016 15:16:41:201 | Release
DOC022152,A,2,Brick Shrouds Redline Document | Brick Shrouds Redline Document | None | A | EPI Generic Document | Rejected |  | NO | 07/25/2016 14:12:58:801 | WIP
PRC075686,B,3,Brick 6 Month Accelerated Aging | Brick 6 Month Accelerated Aging | None | B | Engineering Study | Released |  | NO | 07/25/2016 12:42:25:415 | Release
PRC075686,A,3,Brick 6 Month Accelerated Aging | Brick 6 Month Accelerated Aging | None | A | Engineering Study | Released |  | NO | 07/25/2016 12:42:21:778 | Release
PRC075501,A,2,Project Brick: Heat Shrink study on the effects of Ebeam | Project Brick: Heat Shrink study on the effects of Ebeam | None | A | Engineering Study | Released |  | NO | 07/20/2016 13:28:39:466 | Release
PRC075455,A,4,SV for Medical Cleaning Station E17226 for Brick Line #149 | SV for Medical Cleaning Station E17226 for Brick Line #149 | None | A | Completion Report | Released |  | NO | 07/19/2016 15:48:58:754 | Release
PRC073721,A,6,Brick Packaging Network Drops Installation | Brick Packaging Network Drops Installation | None | A | Completion Report | Released |  | NO | 07/19/2016 12:48:52:279 | Release
PRC075361,A,4,Project Brick Heat Shrink Location Measurement System GRR | Project Brick Heat Shrink Location Measurement System GRR | None | A | Engineering Study | Released |  | NO | 07/18/2016 13:05:17:240 | Release
PRC076068,A,5,Verification Test to validate the Brick Outer Tube Reclamation Reliability Study | Verification Test to validate the Brick Outer Tube Reclamation Reliability Study | None | A | Engineering Study | Released |  | NO | 07/12/2016 11:33:07:023 | Release
PRC075454,A,4,Software Validation for Medical Cleaning Station E17226, ES-1609 | Software Validation for Medical Cleaning Station E17226, ES-1609 | Protocol Software Validation | A | Protocol | Released |  | NO | 07/11/2016 18:49:49:378 | Release
PRC072615,B,2,Project Brick Accelerated Aging 2 and 5 Year | Project Brick Accelerated Aging 2 and 5 Year | Protocol - Other | B | Protocol | Released |  | NO | 07/07/2016 17:24:24:215 | Release
PRC072615,A,3,Project Brick Accelerated Aging 2 and 5 Year | Project Brick Accelerated Aging 2 and 5 Year | Protocol - Other | A | Protocol | Released |  | NO | 07/07/2016 17:24:21:245 | Release
PSP004949,B,1,Protocol: Evaluation of Device Perfomance with with ENSEAL X1 Large Jaw Test Devices | Protocol: Evaluation of Device Perfomance with with ENSEAL X1 Large Jaw Test Devices | Protocol | B | Study Document | Released |  | NO | 07/05/2016 11:18:25:110 | Release
PSP005055,A,2,Intra-Op Data | Intra-Op Data | Study Data | A | Study Document | Released |  | NO | 07/01/2016 12:55:30:937 | Release
PRC075406,A,10,Brick - Engineering Pilot Testing Protocol | Brick - Engineering Pilot Testing Protocol | Protocol Engineering Pilot | A | Protocol | Released |  | NO | 06/29/2016 11:51:20:400 | Release
PRC075989,A,2,MOCCME for Brick Drops Installation | MOCCME for Brick Drops Installation | Protocol MOCCME | A | Protocol | Released |  | NO | 06/24/2016 19:46:56:766 | Release
PRC075942,A,4,Brick 510k Algorithm Changes | Brick 510k Algorithm Changes | Protocol - Other | A | Protocol | Released |  | NO | 06/13/2016 17:05:09:381 | Release
PRC073959,A,8,Brick Device Package System Approval | Brick Device Package System Approval | Protocol Packaging | A | Protocol | Released |  | NO | 06/13/2016 14:02:38:893 | Release
DOC022045,A,2,SuperBRICK2A Enhancement 1 - Algorithm Description | SuperBRICK2A Enhancement 1 - Algorithm Description | None | A | EPI Generic Document | Released |  | NO | 06/13/2016 13:44:54:204 | Release
PSP005021,A,1,Deviations | Deviations | Study Data | A | Study Document | Released |  | NO | 06/11/2016 22:13:09:794 | Release
PSP004995,A,1,Protocol: Evaluation of Vessel Sealing Performance with ENSEAL X1 Large Jaw Test Devices (Algorithm-A) | Protocol: Evaluation of Vessel Sealing Performance with ENSEAL X1 Large Jaw Test Devices (Algorithm-A) | Protocol | A | Study Document | Released |  | NO | 06/01/2016 09:09:19:730 | Release
Brick,PPB BRICK,A,1 | Brick | None | A | Preclinical Project Binder | Working |  | NO | 05/24/2016 21:00:16:781 | NA_mmootoo
PRC075644,A,6,Sample preparation for Tungsten evaluation of Thermec 5350R30F4H2 Bk-1 | Sample preparation for Tungsten evaluation of Thermec 5350R30F4H2 Bk-1 | None | A | Engineering Study | Released |  | NO | 05/24/2016 17:24:52:929 | Release
PRC073588,A,6,Sample preparation for biocompatibility evaluation of Versaflex Deep Blue GLS 469-075 | Sample preparation for biocompatibility evaluation of Versaflex Deep Blue GLS 469-075 | None | A | Engineering Study | Released |  | NO | 05/19/2016 11:47:13:231 | Release
PRC075390,B,4,Brick Engineering Pilot 1 Build Protocol | Brick Engineering Pilot 1 Build Protocol | Protocol Engineering Pilot | B | Protocol | Released |  | NO | 05/18/2016 15:21:12:776 | Release
PRC075390,A,4,Brick Engineering Pilot 1 Build Protocol | Brick Engineering Pilot 1 Build Protocol | Protocol Engineering Pilot | A | Protocol | Released |  | NO | 05/18/2016 15:21:10:082 | Release
DOC021986,A,2,Floyd 2016 ASCRS MR Summary | Floyd 2016 ASCRS MR Summary | None | A | EPI Generic Document | Released |  | NO | 05/12/2016 16:12:22:865 | Release
PRC075282,A,2,Brick- High Pot testing | Brick- High Pot testing | None | A | Engineering Study | Released |  | NO | 05/10/2016 11:42:56:037 | Release
PSP004969,A,1,Intra-op Data | Intra-op Data | Study Data | A | Study Document | Released |  | NO | 05/10/2016 08:19:58:825 | Release
PSP004954,A,2,Final Report: Evaluation of Lymphatic Vessels Sealing Using ENSEAL X1 Large Jaw Device (NSLX120L) | Final Report: Evaluation of Lymphatic Vessels Sealing Using ENSEAL X1 Large Jaw Device (NSLX120L) | Study Report | A | Study Document | Released |  | NO | 05/05/2016 07:28:59:852 | Release
PSP004952,A,1,Intra-op Data Lymphatics | Intra-op Data Lymphatics | Study Data | A | Study Document | Released |  | NO | 05/03/2016 08:27:20:849 | Release
PSP004953,A,1,Deviations | Deviations | Study Data | A | Study Document | Released |  | NO | 05/02/2016 07:41:11:569 | Release
PRC074856,A,6,Installation Qualification of End of line Brick Packaging Equipment | Installation Qualification of End of line Brick Packaging Equipment | Protocol Equipment Install Qual | A | Protocol | Released |  | NO | 04/26/2016 17:23:58:344 | Release
PSP004925,A,3,Evaluation of Tissue Sticking with Brick EB1 instruments as compared to LigaSure Impact | Evaluation of Tissue Sticking with Brick EB1 instruments as compared to LigaSure Impact | Evaluation | A | Study Document | Released |  | NO | 04/15/2016 11:00:10:897 | Release
PSP004932,A,2,Protocol: Evaluation of Lymphatic Vessels Sealing Using ENSEAL X1 Large Jaw Device (NSLX120L) | Protocol: Evaluation of Lymphatic Vessels Sealing Using ENSEAL X1 Large Jaw Device (NSLX120L) | Protocol | A | Study Document | Released |  | NO | 04/15/2016 10:59:51:025 | Release
PSP004926,A,1,Evaluation of Tissue Sticking with Atlas Instruments | Evaluation of Tissue Sticking with Atlas Instruments | Evaluation | A | Study Document | Released |  | NO | 04/11/2016 14:48:17:637 | Release
PSP004927,A,1,Intra-op Data | Intra-op Data | Study Data | A | Study Document | Released |  | NO | 04/11/2016 14:47:52:502 | Release
PSP004928,A,2,Protocol: Comparision of Thermal Tissue Effects between ENSEAL X1 Large Jaw (NSLX120L) and LigaSure Atlas | Protocol: Comparision of Thermal Tissue Effects between ENSEAL X1 Large Jaw (NSLX120L) and LigaSure Atlas (LS1020) | Protocol | A | Study Document | Released |  | NO | 04/11/2016 10:46:20:064 | Release
PRC074646,A,3,Brick DOE | Brick DOE | None | A | Engineering Study | Released |  | NO | 04/06/2016 19:14:00:825 | Release
DOC021352,D,3,Project Brick Product Inquiry Analysis | Project Brick Product Inquiry Analysis | Product Inquiry Data Analysis | D | EPI Generic Document | Released |  | NO | 04/04/2016 12:15:56:520 | Release
DOC021352,A,2,Project Brick Product Inquiry Analysis | Project Brick Product Inquiry Analysis | Product Inquiry Data Analysis | A | EPI Generic Document | Released |  | NO | 04/04/2016 12:15:54:374 | Release
DOC021352,C,3,Project Brick Product Inquiry Analysis | Project Brick Product Inquiry Analysis | Product Inquiry Data Analysis | C | EPI Generic Document | Released |  | NO | 04/04/2016 12:15:53:032 | Release
PSP004893,A,1,Intra-Op Data: Comparision of Distal Tip Sealing performance between ENSEAL X1 Large Jaw (NSLX120L) and Li | Intra-Op Data: Comparision of Distal Tip Sealing performance between ENSEAL X1 Large Jaw (NSLX120L) and LigaSure Impact (LF4318) | Study Data | A | Study Document | Released |  | NO | 03/21/2016 15:47:00:004 | Release
PSP004891,B,2,Protocol: Comparision of Distal Tip Sealing performance between ENSEAL X1 Large Jaw (NSLX120L) and LigaSur | Protocol: Comparision of Distal Tip Sealing performance between ENSEAL X1 Large Jaw (NSLX120L) and LigaSure Impact (LF4318) | Protocol | B | Study Document | Released |  | NO | 03/09/2016 09:13:17:479 | Release
PRC073720,A,2,Brick Packaging Network Drops Installation | Brick Packaging Network Drops Installation | Protocol MOCCME | A | Protocol | Released |  | NO | 03/04/2016 17:36:47:833 | Release
PRC074419,A,2,Brick Jaw Pull Tube Tab & Outer Tube Crimp FEA | Brick Jaw Pull Tube Tab & Outer Tube Crimp FEA | None | A | Engineering Study | Released |  | NO | 02/22/2016 14:43:17:660 | Release
DOC021889,A,3,Brick Knife Behind The Tissue Stop | Brick Knife Behind The Tissue Stop | None | A | EPI Generic Document | Released |  | NO | 02/22/2016 13:24:26:270 | Release
PRC074100,A,4,Brick Biocompatibility Corrosion Investigation | Brick Biocompatibility Corrosion Investigation | None | A | Engineering Study | Released |  | NO | 02/18/2016 17:33:20:898 | Release
PRC074402,A,4,Brick Shaft Sub-Assembly Biocompatibility Testing at 50 Degrees Celsius | Brick Shaft Sub-Assembly Biocompatibility Testing at 50 Degrees Celsius | None | A | Engineering Study | Released |  | NO | 02/18/2016 17:03:20:528 | Release
PRC074436,A,2,Brick Shaft Sub-Assembly Biocompatibility Testing at 37 Degrees Celsius | Brick Shaft Sub-Assembly Biocompatibility Testing at 37 Degrees Celsius | None | A | Engineering Study | Released |  | NO | 02/18/2016 17:00:35:056 | Release
PRC074525,A,1,Brick Tolerance Stack | Brick Tolerance Stack | None | A | Engineering Study | Working |  | NO | 02/18/2016 14:22:43:149 | NA_krupp
PSP004833,A,1,Report of Pathology Findings (Splenic Pedicle) | Report of Pathology Findings (Splenic Pedicle) | Study Report | A | Study Document | Released |  | NO | 02/17/2016 13:56:44:694 | Release
PSP004817,A,1,Intraoperative Data | Intraoperative Data | Study Data | A | Study Document | Released |  | NO | 02/16/2016 14:17:53:575 | Release
PSP004818,A,1,Blood Pressure Challenge Data | Blood Pressure Challenge Data | Study Data | A | Study Document | Released |  | NO | 02/16/2016 14:17:10:465 | Release
PRC074315,A,2,Tissue Sealing Performance Confirmation DOE | Tissue Sealing Performance Confirmation DOE | None | A | Engineering Study | Released |  | NO | 02/11/2016 10:49:13:643 | Release
PRC074262,A,6,Tissue Sealing Performance Screening DOE | Tissue Sealing Performance Screening DOE | None | A | Engineering Study | Released |  | NO | 02/09/2016 13:21:40:703 | Release
PRC073274,A,2,Force to return knife trigger after cycling on tissue | Force to return knife trigger after cycling on tissue | None | A | Engineering Study | Released |  | NO | 02/09/2016 10:01:43:037 | Release
PRC071107,A,3,ENSEAL G3 - Brick Compression Limit Testing | ENSEAL G3 - Brick Compression Limit Testing | None | A | Engineering Study | Released |  | NO | 02/08/2016 16:27:00:624 | Release
DOC021880,A,1,Brick NSLX120L Draft Device Assembly Print | Brick NSLX120L Draft Device Assembly Print | None | A | EPI Generic Document | Released |  | NO | 02/08/2016 16:16:40:168 | Release
PRC073763,A,5,FEA- Knife Firing Abuse | FEA- Knife Firing Abuse | None | A | Engineering Study | Released |  | NO | 02/08/2016 16:16:08:776 | Release
PRC070570,A,5,ENSEAL G3: Brick Termination Impedance | ENSEAL G3: Brick Termination Impedance | None | A | Engineering Study | Released |  | NO | 02/08/2016 15:11:13:713 | Release
PSP004630,B,1,Histology Processing Documents | Histology Processing Documents | Study Data | B | Study Document | Released |  | NO | 02/08/2016 14:19:09:815 | Release
PRC073596,A,4,Brick Packaging Utility drops installation | Brick Packaging Utility drops installation | Protocol MOCCME | A | Protocol | Released |  | NO | 02/03/2016 18:17:29:142 | Release
PRC073505,A,3,Knife Height to Insulator Stack and uncut tissue | Knife Height to Insulator Stack and uncut tissue | None | A | Engineering Study | Released |  | NO | 02/02/2016 15:30:37:932 | Release
PRC073980,A,3,Brick Weld Requirements Rationale | Brick Weld Requirements Rationale | None | A | Engineering Study | Released |  | NO | 02/02/2016 11:51:40:762 | Release
PRC072839,A,4,Brick 8 & 9 mm Burst Pressure Lab | Brick 8 & 9 mm Burst Pressure Lab | None | A | Engineering Study | Released |  | NO | 02/01/2016 16:37:40:943 | Release
PRC072840,A,5,Brick Distal Tip Sealing Benchtop Lab | Brick Distal Tip Sealing Benchtop Lab | None | A | Engineering Study | Released |  | NO | 02/01/2016 16:08:19:965 | Release
PRC072838,A,4,Project Brick Burst Reliability Completion Report | Project Brick Burst Reliability Completion Report | None | A | Completion Report | Released |  | NO | 02/01/2016 15:29:48:905 | Release
PRC072827,A,1,Project Brick 510k Device Build Report | Project Brick 510k Device Build Report | None | A | Completion Report | Released |  | NO | 01/28/2016 16:12:23:367 | Release
PRC069487,A,3,ENSEAL G3 - L12 Screening DOE | ENSEAL G3 - L12 Screening DOE | None | A | Engineering Study | Released |  | NO | 01/28/2016 15:42:20:966 | Release
PSP004569,C,2,Physical Archive Management Form | Physical Archive Management Form | Study Data | C | Study Document | Released |  | NO | 01/25/2016 07:09:15:926 | Release
PRC072024,A,5,Brick EB1 - Mechanical Tests | Brick EB1 - Mechanical Tests | None | A | Engineering Study | Released |  | NO | 01/21/2016 15:53:30:122 | Release
PSP004815,A,2,Physical Archive Management Form | Physical Archive Management Form | Study Data | A | Study Document | Released |  | NO | 01/21/2016 09:15:32:701 | Release
PSP004347,C,1,Brick Service Study Memo - Feb 2015 to Present | Brick Service Study Memo - Feb 2015 to Present | Evaluation | C | Study Document | Released |  | NO | 01/12/2016 10:06:35:817 | Release
PSP004657,A,2,Final Report: Project Brick - ENSEAL X1 Large Jaw (NSLX120L): Design Verification Acute Study in the Goat | Final Report: Project Brick - ENSEAL X1 Large Jaw (NSLX120L): Design Verification Acute Study in the Goat | Study Report | A | Study Document | Released |  | NO | 01/12/2016 10:06:08:452 | Release
PRC073156,A,5,Knife Trigger Abuse Load | Knife Trigger Abuse Load | None | A | Engineering Study | Released |  | NO | 01/11/2016 16:09:52:429 | Release
PRC073504,A,4,Project Brick- Impact Force to Latch, Energy FTF Machine | Project Brick- Impact Force to Latch, Energy FTF Machine | None | A | Engineering Study | Released |  | NO | 01/11/2016 16:04:53:913 | Release
PSP004654,B,1,Protocol: Project Brick - ENSEAL X1 Large Jaw (NSLX120L): Design Verification Acute Study in the Goat | Protocol: Project Brick - ENSEAL X1 Large Jaw (NSLX120L): Design Verification Acute Study in the Goat | Protocol | B | Study Document | Released |  | NO | 01/08/2016 15:20:12:310 | Release
PSP004658,B,1,Protocol: Project Brick ENSEAL X1 Large Jaw (NSLX120L): Design Verification Acute Study in the Pig | Protocol: Project Brick ENSEAL X1 Large Jaw (NSLX120L): Design Verification Acute Study in the Pig | Protocol | B | Study Document | Released |  | NO | 01/08/2016 14:53:36:624 | Release
PSP004784,A,1,Pathology Processing Documents | Pathology Processing Documents | Study Data | A | Study Document | Released |  | NO | 01/08/2016 07:58:03:358 | Release
PSP004684,B,1,Protocol: Project Brick - ENSEAL X1 Large Jaw (NSLX120L): Design Verification Chronic (30 day) Survival St | Protocol: Project Brick - ENSEAL X1 Large Jaw (NSLX120L): Design Verification Chronic (30 day) Survival Study in the Pig | Protocol | B | Study Document | Released |  | NO | 01/08/2016 07:54:51:005 | Release
PRC072997,A,2,Super Brick 2A SOA Testing while Varying rise time and on time for VIP switching | Super Brick 2A SOA Testing while Varying rise time and on time for VIP switching | None | A | Engineering Study | Released |  | NO | 01/04/2016 15:42:37:368 | Release
PRC073493,A,2,Brick EB1 Overmolded Electrode and Jaw Subassembly Bond Strength Testing | Brick EB1 Overmolded Electrode and Jaw Subassembly Bond Strength Testing | None | A | Engineering Study | Released |  | NO | 01/04/2016 15:04:19:725 | Release
PRC071721,A,5,Brick Biocompatibility Build | Brick Biocompatibility Build | None | A | Engineering Study | Released |  | NO | 12/17/2015 15:29:25:385 | Release
PRC072619,A,1,Atlas Testing | Atlas Testing | None | A | Engineering Study | Released |  | NO | 12/17/2015 15:23:08:947 | Release
PRC073813,A,2,Brick MIM Jaw Proof Load Requirement Rationale | Brick MIM Jaw Proof Load Requirement Rationale | None | A | Engineering Study | Released |  | NO | 12/14/2015 16:35:33:111 | Release
PRC072967,A,6,Hand Calcs- Torsion Spring and Parylene Thickness | Hand Calcs- Torsion Spring and Parylene Thickness | None | A | Engineering Study | Released |  | NO | 12/04/2015 14:40:50:488 | Release
PRC073258,A,2,Distal Contact FEA | Distal Contact FEA | None | A | Engineering Study | Released |  | NO | 12/04/2015 14:37:33:560 | Release
PRC072918,A,2,Brick - Heat Shrink Thickness Calculation | Brick - Heat Shrink Thickness Calculation | None | A | Engineering Study | Released |  | NO | 12/04/2015 14:35:42:930 | Release
PRC073308,A,4,Closure Lever Knife Trigger Return Post FEA | Closure Lever Knife Trigger Return Post FEA | None | A | Engineering Study | Released |  | NO | 12/04/2015 14:22:41:511 | Release
PRC073126,A,3,Brick Stability FEA, Shroud Long Term Strains | Brick Stability FEA, Shroud Long Term Strains | None | A | Engineering Study | Released |  | NO | 12/01/2015 15:16:05:251 | Release
PRC072030,A,5,Brick EB1 - Burst Reliability Lab | Brick EB1 - Burst Reliability Lab | None | A | Engineering Study | Released |  | NO | 11/30/2015 15:06:52:295 | Release
PRC071482,A,3,Knife Binding Under Bending Load | Knife Binding Under Bending Load | None | A | Engineering Study | Released |  | NO | 11/24/2015 09:32:34:812 | Release
PRC073583,A,1,Brick - Hand Calculation - Latch Spring | Brick - Hand Calculation - Latch Spring | None | A | Engineering Study | Released |  | NO | 11/23/2015 14:28:27:443 | Release
PRC071617,A,9,Project Brick Engineering Build 1 (EB1) | Project Brick Engineering Build 1 (EB1) | None | A | Engineering Study | Released |  | NO | 11/23/2015 14:00:33:851 | Release
PRC071206,A,3,Brick- Force to Advance Knife with Tissue | Brick- Force to Advance Knife with Tissue | None | A | Engineering Study | Released |  | NO | 11/17/2015 15:40:03:604 | Release
DOC021762,A,1,Brick - Hand Calc - Latch Spring | Brick - Hand Calc - Latch Spring | None | A | EPI Generic Document | Rejected |  | NO | 11/17/2015 14:56:28:234 | WIP
PRC072736,A,2,Brick Tip Force Device Level MSA | Brick Tip Force Device Level MSA | None | A | Engineering Study | Released |  | NO | 11/11/2015 14:50:17:533 | Release
PRC071295,A,3,Device Shaft Fixture MSA | Device Shaft Fixture MSA | None | A | Engineering Study | Released |  | NO | 11/03/2015 11:04:48:003 | Release
PRC072837,A,2,Project Brick Burst Reliability Protocol | Project Brick Burst Reliability Protocol | Protocol - Other | A | Protocol | Released |  | NO | 10/23/2015 11:25:19:371 | Release
PRC071523,A,4,Brick Cobble 2 Low Gap and Low Compression DOE | Brick Cobble 2 Low Gap and Low Compression DOE | None | A | Engineering Study | Released |  | NO | 10/22/2015 14:39:52:403 | Release
DOC021723,A,1,Brick - C&K Switch Datasheet | Brick - C&K Switch Datasheet | None | A | EPI Generic Document | Released |  | NO | 10/05/2015 16:30:03:280 | Release
PRC068551,A,3,Brick Force To Latch MSA | Brick Force To Latch MSA | None | A | Engineering Study | Released |  | NO | 10/01/2015 13:23:05:091 | Release
PRC072826,A,2,Project Brick 510k Device Build Protocol | Project Brick 510k Device Build Protocol | Protocol - Other | A | Protocol | Released |  | NO | 10/01/2015 11:41:31:416 | Release
PRC072513,A,3,Cable Compensation for Project Brick | Cable Compensation for Project Brick | None | A | Engineering Study | Released |  | NO | 09/28/2015 10:24:34:894 | Release
PRC069501,A,4,Force to Fire Blade | Force to Fire Blade | None | A | Engineering Study | Released |  | NO | 09/17/2015 11:34:11:704 | Release
PRC068554,A,3,Force to Advance Knife MSA | Force to Advance Knife MSA | None | A | Engineering Study | Released |  | NO | 09/15/2015 18:02:30:767 | Release
PRC071657,A,3,Brick Jaw Hitch Testing 12lb Tip Force | Brick Jaw Hitch Testing 12lb Tip Force | None | A | Engineering Study | Released |  | NO | 08/17/2015 13:16:34:206 | Release
PRC071860,B,2,Brick Gap on Tissue | Brick Gap on Tissue | None | B | Engineering Study | Released |  | NO | 08/10/2015 12:56:58:060 | Release
PRC071860,A,1,Brick Gap on Tissue | Brick Gap on Tissue | None | A | Engineering Study | Released |  | NO | 08/10/2015 12:56:56:181 | Release
PRC072016,A,7,Brick Force To Rotate - New Rotator Fixture | Brick Force To Rotate - New Rotator Fixture | None | A | Engineering Study | Released |  | NO | 08/10/2015 12:42:14:919 | Release
PRC071985,B,1,Brick EB1 Normal Sticking Force Testing | Brick EB1 Normal Sticking Force Testing | None | B | Engineering Study | Released |  | NO | 08/10/2015 12:15:28:230 | Release
PRC071985,A,1,Brick EB1 Normal Sticking Force Testing | Brick EB1 Normal Sticking Force Testing | None | A | Engineering Study | Released |  | NO | 08/10/2015 12:15:25:427 | Release
PRC071671,A,1,Normal Sticking Force Test Method | Normal Sticking Force Test Method | None | A | Engineering Study | Released |  | NO | 07/21/2015 17:08:39:747 | Release
PRC069364,A,4,Knife Assembly Force Analysis | Knife Assembly Force Analysis | None | A | Engineering Study | Released |  | NO | 07/07/2015 12:33:19:992 | Release
PRC071544,A,5,Enseal Cable Compensation using unique-device measurement. | Enseal Cable Compensation using unique-device measurement. | None | A | Engineering Study | Released |  | NO | 07/02/2015 14:24:59:984 | Release
PRC071108,A,1,Brick Blue- ESD Testing | Brick Blue- ESD Testing | None | A | Engineering Study | Released |  | NO | 06/29/2015 10:25:34:232 | Release
PRC070676,A,5,Sample preparation for biocompatibility evaluation of Thermec 5350R30F4H2 Bk-1 | Sample preparation for biocompatibility evaluation of Thermec 5350R30F4H2 Bk-1 | None | A | Engineering Study | Released |  | NO | 06/25/2015 16:55:19:953 | Release
PSP004494,A,1,Group 4: Subcutaneous Implantation Screening Study in Rabbits of Test Articles at 30, 60, 90 and 120 days | Group 4: Subcutaneous Implantation Screening Study in Rabbits of Test Articles at 30, 60, 90 and 120 days Pathology Report | Study Report | A | Study Document | Released |  | NO | 06/18/2015 09:40:41:907 | Release
PSP004476,A,1,Hemoglobin Data: Roadrunner GST45W Hemostasis Evaluation | Hemoglobin Data: Roadrunner GST45W Hemostasis Evaluation | Study Data | A | Study Document | Released |  | NO | 06/15/2015 08:49:21:852 | Release
BRICK DR I,A,1,Brick DR I | Brick DR I | TDR I | A | Design Review Binder | Released |  | NO | 06/11/2015 14:28:43:359 | Release
PRC064576,A,1,Brick 1A.5 Concept Aided Preference Test Device Build | Brick 1A.5 Concept Aided Preference Test Device Build | None | A | Engineering Study | Released |  | NO | 06/10/2015 11:47:28:682 | Release
PSP004459,A,1,Statistical Analysis Report: Roadrunner Hemostasis and Tissue Sticking | Statistical Analysis Report: Roadrunner Hemostasis and Tissue Sticking | Study Report | A | Study Document | Released |  | NO | 05/26/2015 14:35:22:279 | Release
PSP004443,A,1,Trocar Device Evaluation Comparing Ethicon Xcel and Covidien Versapoint Test Data | Trocar Device Evaluation Comparing Ethicon Xcel and Covidien Versapoint Test Data | Study Data | A | Study Document | Released |  | NO | 05/20/2015 09:38:16:482 | Release
PRC070959,A,3,Preliminary Investigation of Brick External Jaw Temperature | Preliminary Investigation of Brick External Jaw Temperature | None | A | Engineering Study | Released |  | NO | 05/11/2015 10:49:44:761 | Release
PRC069996,A,1,Jaw Temperature Testing | Jaw Temperature Testing | None | A | Engineering Study | Released |  | NO | 05/07/2015 11:40:10:491 | Release
PRC070920,A,3,Brick Nitronic 60 Pin Hitch Testing | Brick Nitronic 60 Pin Hitch Testing | None | A | Engineering Study | Released |  | NO | 05/07/2015 08:27:49:705 | Release
PRC070907,A,1,Brick Tissue Gap Assessment | Brick Tissue Gap Assessment | None | A | Engineering Study | Released |  | NO | 05/07/2015 08:26:12:240 | Release
PRC067247,A,4,Evaluating Marching with eRSVP data | Evaluating Marching with eRSVP data | None | A | Engineering Study | Released |  | NO | 05/07/2015 08:24:50:175 | Release
PRC064955,A,1,Drive Pin Friction Testing | Drive Pin Friction Testing | None | A | Engineering Study | Released |  | NO | 05/07/2015 08:24:02:888 | Release
PRC070882,A,2,Brick Jaw Hitch Lubrication Testing | Brick Jaw Hitch Lubrication Testing | None | A | Engineering Study | Released |  | NO | 05/06/2015 13:23:36:286 | Release
PRC070228,A,1,BRICK Jaw Hitch Pin Material Testing | BRICK Jaw Hitch Pin Material Testing | None | A | Engineering Study | Released |  | NO | 05/06/2015 10:26:18:272 | Release
PRC070444,B,1,Impact Jaw Temperature Study | Impact Jaw Temperature Study | None | B | Engineering Study | Released |  | NO | 05/06/2015 10:24:41:978 | Release
PRC069286,A,2,Insulator Stress Test | Insulator Stress Test | None | A | Engineering Study | Released |  | NO | 04/06/2015 13:38:32:690 | Release
PRC069528,B,1,Project Brick: Market Research for CLR's | Project Brick: Market Research for CLR's | None | B | Engineering Study | Released |  | NO | 03/09/2015 10:48:45:029 | Release
PSP003846,D,1,Brick Service Studies | Brick Service Studies | Service Study | D | Study Document | Released |  | NO | 02/13/2015 15:12:26:041 | Release
PRC068633,A,1,Sticking Fixture GR&R | Sticking Fixture GR&R | None | A | Engineering Study | Released |  | NO | 01/26/2015 12:08:23:212 | Release
PRC066945,A,1,Brick Y2 Benchtop and Preclinical Performance Characterization | Brick Y2 Benchtop and Preclinical Performance Characterization | None | A | Engineering Study | Released |  | NO | 01/23/2015 15:31:46:473 | Release
PRC067632,A,1,Brick_JawLoad Root Cause Blue Device Measurements | Brick_JawLoad Root Cause Blue Device Measurements | None | A | Engineering Study | Working |  | NO | 01/16/2015 09:46:49:113 | WIP
PRC068994,B,1,Brick - Wetlab - Thermal Effects on Tissue Blanching | Brick - Wetlab - Thermal Effects on Tissue Blanching | None | B | Engineering Study | Released |  | NO | 12/23/2014 14:09:05:249 | Release
PRC068994,A,2,Brick - Wetlab - Thermal Effects on Tissue Blanching | Brick - Wetlab - Thermal Effects on Tissue Blanching | None | A | Engineering Study | Released |  | NO | 12/23/2014 14:09:03:612 | Release
PRC068985,A,1,Brick - Benchtop - Thermal Effects on Tissue Blanching | Brick - Benchtop - Thermal Effects on Tissue Blanching | None | A | Engineering Study | Released |  | NO | 12/23/2014 11:03:00:256 | Release
PRC060367,A,3,Brick Prototype 1A force testing with Varying Compression and Opening Springs | Brick Prototype 1A force testing with Varying Compression and Opening Springs | None | A | Engineering Study | Released |  | NO | 12/15/2014 13:37:12:316 | Release
PRC067321,A,2,Brick_Blue & Y2 Design Characterization | Brick_Blue & Y2 Design Characterization | None | A | Engineering Study | Released |  | NO | 12/01/2014 11:39:09:483 | Release
PRC067211,A,2,Brick Y2 Concept Aided Preference Test Build | Brick Y2 Concept Aided Preference Test Build | None | A | Engineering Study | Released |  | NO | 11/13/2014 15:35:54:809 | Release
PRC067052,A,1,Brick_Ligasure vs. Brick Blue Jaw Load | Brick_Ligasure vs. Brick Blue Jaw Load | None | A | Engineering Study | Released |  | NO | 10/30/2014 13:55:28:791 | Release
PRC064321,A,6,Brick 1A.3 Market Research Device Build | Brick 1A.3 Market Research Device Build | None | A | Engineering Study | Released |  | NO | 10/20/2014 14:33:04:082 | Release
PRC068018,A,2,Brick_Y2 & Blue GR&R for Torsion Master & Instron Force to Rotate | Brick_Y2 & Blue GR&R for Torsion Master & Instron Force to Rotate | None | A | Engineering Study | Released |  | NO | 10/16/2014 13:01:20:617 | Release
PRC065326,A,3,Large vessel burst investigation | Large vessel burst investigation | None | A | Engineering Study | Released |  | NO | 06/19/2014 20:52:47:591 | Release
PRC066592,A,2,Brick_Y2 Spring Characterization | Brick_Y2 Spring Characterization | None | A | Engineering Study | Released |  | NO | 06/19/2014 08:47:05:222 | Release
PRC063771,A,5,Brick Symmetric Jaws Wetlab Evaluation | Brick Symmetric Jaws Wetlab Evaluation | None | A | Engineering Study | Released |  | NO | 02/28/2014 14:15:12:258 | Release
PRC063191,A,6,Brick DVIP Algorithm Varying Time Constant and Relation to Sticking | Brick DVIP Algorithm Varying Time Constant and Relation to Sticking | None | A | Engineering Study | Released |  | NO | 02/28/2014 14:10:26:869 | Release
PRC063782,A,5,Project Brick - Comparative Study of Force to Clamp and Force to Open | Project Brick - Comparative Study of Force to Clamp and Force to Open | None | A | Engineering Study | Released |  | NO | 02/14/2014 10:16:03:435 | Release
PRC064394,A,6,Brick Reduced Tip Compression Evaluation- Base Mesentery | Brick Reduced Tip Compression Evaluation- Base Mesentery | None | A | Engineering Study | Released |  | NO | 02/11/2014 09:10:28:893 | Release
PRC063638,A,5,Brick Symmetric Jaw Evaluation vs. Impact | Brick Symmetric Jaw Evaluation vs. Impact | None | A | Engineering Study | Released |  | NO | 02/07/2014 14:07:31:248 | Release
PRC064483,A,2,BRICK_Device Testing for Europe Trip to Evaluate Force to Fire | BRICK_Device Testing for Europe Trip to Evaluate Force to Fire | None | A | Engineering Study | Released |  | NO | 02/03/2014 09:32:54:339 | Release
PRC064340,A,1,Benchtop Sticking Testing with Build A Jaw-Teflon Pan Electrodes and Anti-Stick Coated Electrodes | Benchtop Sticking Testing with Build A Jaw-Teflon Pan Electrodes and Anti-Stick Coated Electrodes | None | A | Engineering Study | Released |  | NO | 01/31/2014 10:13:00:734 | Release
PRC063569,A,4,Brick Knife Sharpness Test | Brick Knife Sharpness Test | None | A | Engineering Study | Released |  | NO | 01/22/2014 08:38:09:324 | Release
PRC064106,A,2,Spring Characterization Study | Spring Characterization Study | None | A | Engineering Study | Released |  | NO | 12/13/2013 13:01:31:401 | Release
PRC060254,A,5,Brick Prototype Spring Characterization | Brick Prototype Spring Characterization | None | A | Engineering Study | Released |  | NO | 09/10/2013 13:04:54:756 | Release
PRC062279,A,2,Project Brick - Comparative Study of Force to Clamp and Force to Open | Project Brick - Comparative Study of Force to Clamp and Force to Open | None | A | Engineering Study | Released |  | NO | 07/23/2013 14:23:22:827 | Release
PRC062332,A,2,Project Brick - Comparative Study of Force to Cut | Project Brick - Comparative Study of Force to Cut | None | A | Engineering Study | Released |  | NO | 07/23/2013 14:22:33:145 | Release
PRC061365,A,2,Project Brick - Jaw Aperture Sensor C&K Switch Characterization | Project Brick - Jaw Aperture Sensor C&K Switch Characterization | None | A | Engineering Study | Released |  | NO | 05/23/2013 08:44:07:587 | Release
PRC060837,A,3,LigaSure Impact - Porcine Tissue Model Learning | LigaSure Impact - Porcine Tissue Model Learning | None | A | Engineering Study | Released |  | NO | 05/09/2013 10:47:17:021 | Release

## NSLX120L (2)
Name | Title | Type | Revision | Class | Lifecycle State | Scanned In | Checked Out? | Modified Date | Owner Name
PS4077,BZ,2,Process Specification for EO Sterilized Products at Isomedix | Process Specification for EO Sterilized Products at Isomedix | Process Specification (PS) | BZ | General Processing Document | In Review |  | NO | 12/08/2020 05:06:34:342 | WIP
SPE003186,L,11,Material Specification for ENSEAL 20 cm Shaft, Large Jaw | Material Specification for ENSEAL 20 cm Shaft, Large Jaw | Material Specification | L | Specification | Released |  | NO | 09/21/2020 17:42:26:154 | Release
PR000398,B,3,ETO Sterilization - Manufacturing Control Plan - Engineering View | ETO Sterilization - Manufacturing Control Plan - Engineering View | Manufacturing Process Control Plan | B | General Processing Document | In Review |  | NO | 09/21/2020 08:19:26:494 | WIP
TF-N000022,AD,1,Stanley | Stanley | EES LLC Technical File | AD | Technical File | Released |  | NO | 09/18/2020 18:10:25:708 | Release
TF-N000022,S,3,Stanley | Stanley | EES LLC Technical File | S | Technical File | Released |  | NO | 09/18/2020 18:10:14:004 | Release
TF-N000022,Y,3,Stanley | Stanley | EES LLC Technical File | Y | Technical File | Released |  | NO | 09/18/2020 18:10:07:238 | Release
TF-N000022,Z,1,Stanley | Stanley | EES LLC Technical File | Z | Technical File | Released |  | NO | 09/18/2020 18:10:06:707 | Release
CA069315,A,6,Brick/Floyd Reliability Tester | Brick/Floyd Reliability Tester | Equipment Requirements Review | A | Component Approval Document | Released |  | NO | 09/18/2020 17:45:21:441 | Release
RMD001676,A,2,Brick Line2, Jabil, PFMEA | Brick Line2, Jabil, PFMEA | Process FMEA (device)-Legacy | A | Risk Management Document | Working |  | NO | 09/18/2020 17:19:20:971 | WIP
CA069161,C,1,D39221P01 Return Contact-I-Sheet | D39221P01 Return Contact-I-Sheet | Inspection Sheet RMI | C | Component Approval Document | Released |  | NO | 09/18/2020 16:47:04:461 | Release
CA079149,A,11,Floyd Line 160 - OP60 Manual Station 4 | Floyd Line 160 - OP60 Manual Station 4 | Equipment Requirements Review | A | Component Approval Document | Released |  | NO | 09/18/2020 16:19:16:050 | Release
CA082347,A,1,D50829-TRR | D50829-TRR | Tooling Requirements Review (TRR) | A | Component Approval Document | Working |  | NO | 09/18/2020 14:58:39:713 | WIP
CA082353,A,1,D50830-ISheet | D50830-ISheet | Inspection Sheet RMI | A | Component Approval Document | Working |  | NO | 09/18/2020 14:58:39:619 | WIP
CA084089,A,3,Westrock Mebane Generic carton process control plan per SPCR CA082693 | Westrock Mebane Generic carton process control plan per SPCR CA082693 | Control Plan | A | Component Approval Document | Released |  | NO | 09/18/2020 14:54:06:035 | Release
CA082693,B,3,MPS, Manufacturing site transfer for secondary packaging cartons within MPS Mebane | MPS, Manufacturing site transfer for secondary packaging cartons within MPS Mebane | Supplier Process Change | B | Component Approval Document | Released |  | NO | 09/18/2020 14:54:05:942 | Release
CA084091,A,2,Westrock Mebane Generic carton PFMEA per SPCR CA082693 | Westrock Mebane Generic carton PFMEA per SPCR CA082693 | Supplier Process FMEA | A | Component Approval Document | Released |  | NO | 09/18/2020 14:54:05:629 | Release
CA083202,A,1,D51445G01_Upper_Jaw_Overmolded_I sheet | D51445G01_Upper_Jaw_Overmolded_I sheet | Inspection Sheet RMI | A | Component Approval Document | Working |  | NO | 09/18/2020 14:51:42:564 | WIP
CA083201,A,1,D51445G01_Upper_Jaw_Overmolded_CP | D51445G01_Upper_Jaw_Overmolded_CP | Control Plan | A | Component Approval Document | Working |  | NO | 09/18/2020 14:51:26:360 | WIP
CA083200,A,1,D51445G01_Upper_Jaw_Overmolded_PFMEA | D51445G01_Upper_Jaw_Overmolded_PFMEA | Supplier Process FMEA | A | Component Approval Document | Working |  | NO | 09/18/2020 14:51:07:297 | WIP
CA083199,A,1,D51445G01_Upper_Jaw_Overmolded_CS | D51445G01_Upper_Jaw_Overmolded_CS | Capability Study | A | Component Approval Document | Working |  | NO | 09/18/2020 14:50:41:765 | WIP
CA083198,A,1,D51445G01_Upper_Jaw_Overmolded_FAI | D51445G01_Upper_Jaw_Overmolded_FAI | First Article | A | Component Approval Document | Working |  | NO | 09/18/2020 14:50:33:515 | WIP
CA083195,A,1,D51444G01_Lower_Jaw_Overmolded_ISheet | D51444G01_Lower_Jaw_Overmolded_ISheet | Inspection Sheet RMI | A | Component Approval Document | Working |  | NO | 09/18/2020 14:50:08:765 | WIP
CA083194,A,1,D51444G01_Lower_Jaw_Overmolded_CP | D51444G01_Lower_Jaw_Overmolded_CP | Control Plan | A | Component Approval Document | Working |  | NO | 09/18/2020 14:49:41:545 | WIP
CA083193,A,1,D51444G01_Lower_Jaw_Overmolded_PFMEA | D51444G01_Lower_Jaw_Overmolded_PFMEA | Supplier Process FMEA | A | Component Approval Document | Working |  | NO | 09/18/2020 14:49:33:014 | WIP
CA083192,A,1,D51444G01_Lower_Jaw_Overmolded_CS | D51444G01_Lower_Jaw_Overmolded_CS | Capability Study | A | Component Approval Document | Working |  | NO | 09/18/2020 14:49:26:092 | WIP
CA083191,A,1,D51444G01_Lower_Jaw_Overmolded_FAI | D51444G01_Lower_Jaw_Overmolded_FAI | First Article | A | Component Approval Document | Working |  | NO | 09/18/2020 14:49:21:936 | WIP
CA082588,A,1,D50319P01 Upper Jaw MIM | D50319P01 Upper Jaw MIM | Inspection Sheet RMI | A | Component Approval Document | Working |  | NO | 09/18/2020 14:48:48:013 | WIP
CA082587,A,1,D50319P01 Upper Jaw MIM | D50319P01 Upper Jaw MIM | Control Plan | A | Component Approval Document | Working |  | NO | 09/18/2020 14:48:11:809 | WIP
CA082586,A,1,D50319P01 Upper Jaw MIM | D50319P01 Upper Jaw MIM | Supplier Process FMEA | A | Component Approval Document | Working |  | NO | 09/18/2020 14:48:07:637 | WIP
CA080168,A,4,Torque & Continuity Test Equipment | Torque & Continuity Test Equipment | Equipment Requirements Review | A | Component Approval Document | Released |  | NO | 09/18/2020 14:48:03:356 | Release
CA072064,A,4,Floyd MAS Assembly OP 70 Rotation KnobCap Assembly | Floyd MAS Assembly OP 70 Rotation KnobCap Assembly | Equipment Requirements Review | A | Component Approval Document | Released |  | NO | 09/18/2020 14:48:02:340 | Release
CA080396,B,3,Brick MAS OP70 ERR Rotator Cap Station | Brick MAS OP70 ERR Rotator Cap Station | Equipment Requirements Review | B | Component Approval Document | Released |  | NO | 09/18/2020 14:48:01:856 | Release
CA082585,A,1,D50319P01 Upper Jaw MIM | D50319P01 Upper Jaw MIM | Capability Study | A | Component Approval Document | Working |  | NO | 09/18/2020 14:48:01:496 | WIP
CA076005,C,2,CA076005 Brick FGQA OP080 ERR Device Functional Tester | CA076005 Brick FGQA OP080 ERR Device Functional Tester | Equipment Requirements Review | C | Component Approval Document | Released |  | NO | 09/18/2020 14:48:01:293 | Release
CA080399,A,4,Brick MAS OP095 ERR Pallet Transfer Out Station | Brick MAS OP095 ERR Pallet Transfer Out Station | Equipment Requirements Review | A | Component Approval Document | Released |  | NO | 09/18/2020 14:48:00:715 | Release
CA080170,B,2,Brick EEPROM Reader | Brick EEPROM Reader | Equipment Requirements Review | B | Component Approval Document | Released |  | NO | 09/18/2020 14:48:00:012 | Release
CA080399,B,3,Brick MAS OP095 ERR Pallet Transfer Out Station | Brick MAS OP095 ERR Pallet Transfer Out Station | Equipment Requirements Review | B | Component Approval Document | Released |  | NO | 09/18/2020 14:47:59:278 | Release
CA080168,B,3,Torque & Continuity Test Equipment | Torque & Continuity Test Equipment | Equipment Requirements Review | B | Component Approval Document | Released |  | NO | 09/18/2020 14:47:58:684 | Release
CA076324,C,3,Electrode Jaw Gap Measurement Equipment | Electrode Jaw Gap Measurement Equipment | Equipment Requirements Review | C | Component Approval Document | Released |  | NO | 09/18/2020 14:47:58:090 | Release
CA080397,B,3,OP090 Laser Marker Station | OP090 Laser Marker Station | Equipment Requirements Review | B | Component Approval Document | Released |  | NO | 09/18/2020 14:47:57:559 | Release
CA080164,B,3,Brick Device Line MAS Equipment | Brick Device Line MAS Equipment | Equipment Requirements Review | B | Component Approval Document | Released |  | NO | 09/18/2020 14:47:57:090 | Release
CA076324,A,4,Electrode Jaw Gap Measurement Equipment | Electrode Jaw Gap Measurement Equipment | Equipment Requirements Review | A | Component Approval Document | Released |  | NO | 09/18/2020 14:47:56:621 | Release
CA077383,A,1,D37904-TRR | D37904-TRR | Tooling Requirements Review (TRR) | A | Component Approval Document | Working |  | NO | 09/18/2020 14:47:56:153 | NA_hnagabhu
CA076005,A,3,ERR for Device Functional Tester | ERR for Device Functional Tester | Equipment Requirements Review | A | Component Approval Document | Released |  | NO | 09/18/2020 14:47:55:418 | Release
CA069118,A,2,Sleeve_D37904_PFMEA | Sleeve_D37904_PFMEA | Supplier Process FMEA | A | Component Approval Document | Released |  | NO | 09/18/2020 14:47:53:527 | Release
CA079151,A,7,Floyd Line 160 - OP80 Rotation Knob Assembly | Floyd Line 160 - OP80 Rotation Knob Assembly | Equipment Requirements Review | A | Component Approval Document | Released |  | NO | 09/18/2020 14:47:50:574 | Release
CA069121,B,4,Sleeve_D37904_FAI | Sleeve_D37904_FAI | First Article | B | Component Approval Document | Released |  | NO | 09/18/2020 14:47:49:965 | Release
CA069120,B,3,Sleeve_D37904_CapStudy | Sleeve_D37904_CapStudy | Capability Study | B | Component Approval Document | Released |  | NO | 09/18/2020 14:47:49:402 | Release
CA069122,C,5,Sleeve_D37904_Control plan | Sleeve_D37904_Control plan | Control Plan | C | Component Approval Document | Released |  | NO | 09/18/2020 14:47:48:918 | Release
CA068046,B,2,Sleeve D37904_CRR | Sleeve D37904_CRR | Component Requirements Review | B | Component Approval Document | Released |  | NO | 09/18/2020 14:47:48:449 | Release
CA069123,A,6,Raw Material Inspection Specification for the Enseal X1 Large Jaw Tissue Sealer NSLX120L - Sleeve D37904 | Raw Material Inspection Specification for the Enseal X1 Large Jaw Tissue Sealer NSLX120L - Sleeve D37904 | Inspection Sheet RMI | A | Component Approval Document | Released |  | NO | 09/18/2020 14:47:47:512 | Release
CA082584,A,1,D50319P01 Upper Jaw MIM | D50319P01 Upper Jaw MIM | First Article | A | Component Approval Document | Working |  | NO | 09/18/2020 14:47:30:433 | WIP
CA082581,A,1,D50318P01 Lower Jaw MIM | D50318P01 Lower Jaw MIM | Inspection Sheet RMI | A | Component Approval Document | Working |  | NO | 09/18/2020 14:47:11:464 | WIP
CA082580,A,1,D50318P01 Lower Jaw MIM | D50318P01 Lower Jaw MIM | Control Plan | A | Component Approval Document | Working |  | NO | 09/18/2020 14:46:32:838 | WIP
CA069948,B,1,D37370_Rotator Cap_CP | D37370_Rotator Cap_CP | Control Plan | B | Component Approval Document | Released |  | NO | 09/18/2020 14:45:40:603 | Release
CA069951,A,3,Raw Material Inspection Specification for the ENSEAL X1 Large Jaw Tissue Sealer NSLX120L - D37370 Rotator C | Raw Material Inspection Specification for the ENSEAL X1 Large Jaw Tissue Sealer NSLX120L - D37370 Rotator Cap | Inspection Sheet RMI | A | Component Approval Document | Released |  | NO | 09/18/2020 14:45:39:603 | Release
CA069943,B,4,D37370_Rotator Cap_CS | D37370_Rotator Cap_CS | Capability Study | B | Component Approval Document | Released |  | NO | 09/18/2020 14:45:39:056 | Release
CA069946,A,4,D37370_Rotator Cap_PFMEA | D37370_Rotator Cap_PFMEA | Supplier Process FMEA | A | Component Approval Document | Released |  | NO | 09/18/2020 14:45:38:556 | Release
CA068839,A,4,D37370_Rotator_Cap_CRR | D37370_Rotator_Cap_CRR | Component Requirements Review | A | Component Approval Document | Released |  | NO | 09/18/2020 14:45:37:446 | Release
CA069940,A,2,D37370_Rotator Cap_FAI | D37370_Rotator Cap_FAI | First Article | A | Component Approval Document | Released |  | NO | 09/18/2020 14:45:36:931 | Release
CA068356,A,2,D37370_Rotator_Cap_TRR | D37370_Rotator_Cap_TRR | Tooling Requirements Review (TRR) | A | Component Approval Document | Released |  | NO | 09/18/2020 14:45:36:509 | Release
CA082579,A,1,D50318P01 Lower Jaw MIM | D50318P01 Lower Jaw MIM | Supplier Process FMEA | A | Component Approval Document | Working |  | NO | 09/18/2020 14:45:16:649 | WIP
CA082578,A,1,D50318P01 Lower Jaw MIM | D50318P01 Lower Jaw MIM | Capability Study | A | Component Approval Document | Working |  | NO | 09/18/2020 14:44:59:508 | WIP
CA082577,A,1,D50318P01 Lower Jaw MIM | D50318P01 Lower Jaw MIM | First Article | A | Component Approval Document | Working |  | NO | 09/18/2020 14:44:45:492 | WIP
CA069936,A,5,Raw Material Inspection Specification for the ENSEAL X1 Large Jaw Tissue Sealer NSLX120L - D37369 Rotator | Raw Material Inspection Specification for the ENSEAL X1 Large Jaw Tissue Sealer NSLX120L - D37369 Rotator | Inspection Sheet RMI | A | Component Approval Document | Released |  | NO | 09/18/2020 14:42:56:865 | Release
CA069928,B,4,D37369_Rotator_CS | D37369_Rotator_CS | Capability Study | B | Component Approval Document | Released |  | NO | 09/18/2020 14:42:56:271 | Release
CA069933,B,1,D37369_Rotator_CP | D37369_Rotator_CP | Control Plan | B | Component Approval Document | Released |  | NO | 09/18/2020 14:42:55:677 | Release
CA068836,A,4,D37369_Rotator_TRR | D37369_Rotator_TRR | Tooling Requirements Review (TRR) | A | Component Approval Document | Released |  | NO | 09/18/2020 14:42:54:990 | Release
CA068837,A,3,D37369_Rotator_CRR | D37369_Rotator_CRR | Component Requirements Review | A | Component Approval Document | Released |  | NO | 09/18/2020 14:42:54:365 | Release
CA069926,A,2,D37369_Rotator_FAI | D37369_Rotator_FAI | First Article | A | Component Approval Document | Released |  | NO | 09/18/2020 14:42:53:162 | Release
CA069932,A,3,D37369_Rotator_PFMEA | D37369_Rotator_PFMEA | Supplier Process FMEA | A | Component Approval Document | Released |  | NO | 09/18/2020 14:42:51:802 | Release
CA068311,B,3,D36788_Energy_Button_PFMEA | D36788_Energy_Button_PFMEA | Supplier Process FMEA | B | Component Approval Document | Released |  | NO | 09/18/2020 14:40:44:862 | Release
CA068310,C,5,D36788_Energy_Button_Cap_Study | D36788_Energy_Button_Cap_Study | Capability Study | C | Component Approval Document | Released |  | NO | 09/18/2020 14:40:43:846 | Release
CA068313,B,8,D36788P02 Energy Button_RMI-Sheet | D36788P02 Energy Button_RMI-Sheet | Inspection Sheet RMI | B | Component Approval Document | Released |  | NO | 09/18/2020 14:40:42:534 | Release
CA068307,A,2,D36788_Energy_Button_TRR | D36788_Energy_Button_TRR | Tooling Requirements Review (TRR) | A | Component Approval Document | Released |  | NO | 09/18/2020 14:40:40:362 | Release
CA068308,B,5,D36788_Energy_Button_CRR | D36788_Energy_Button_CRR | Component Requirements Review | B | Component Approval Document | Released |  | NO | 09/18/2020 14:40:36:393 | Release
CA068312,C,3,D36788_Energy_Button_CP | D36788_Energy_Button_CP | Control Plan | C | Component Approval Document | Released |  | NO | 09/18/2020 14:40:36:018 | Release
CA068309,B,4,D36788_Energy_Button_FAI | D36788_Energy_Button_FAI | First Article | B | Component Approval Document | Released |  | NO | 09/18/2020 14:40:35:628 | Release
CA083391,A,10,E19417 - Universal XCELSleeve Housing Press (Machine B - Equipment for line 70) | E19417 - Universal XCELSleeve Housing Press (Machine B - Equipment for line 70) | Equipment Requirements Review | A | Component Approval Document | Released |  | NO | 09/18/2020 13:23:48:905 | Release
CA084259,B,1,Nelipak SPCR for Thermoform line Pick/Pack Robotic Arm | Nelipak SPCR for Thermoform line Pick/Pack Robotic Arm | Supplier Process Change | B | Component Approval Document | Working |  | NO | 09/18/2020 13:07:09:977 | WIP
PRC095920,A,4,Pre-Design Verification Completion Report for ECR2041 | Pre-Design Verification Completion Report for ECR2041 | None | A | Completion Report | Released |  | NO | 09/18/2020 12:13:26:643 | Release
PRC097844,A,2,RTP Electrode Biocompatibility Sample Preparation | RTP Electrode Biocompatibility Sample Preparation | None | A | Engineering Study | Released |  | NO | 09/18/2020 11:40:18:889 | Release
PRC094978,A,1,Brick Pre-DVT with MIM Jaws by alternate supplier - CR for PRC094977 | Brick Pre-DVT with MIM Jaws by alternate supplier - CR for PRC094977 | None | A | Completion Report | In Review |  | NO | 09/17/2020 16:57:35:539 | WIP
SPE003558,D,5,Brick Device Master Record (DMR) | Brick Device Master Record (DMR) | Device Master Record (DMR) | D | Specification | Released |  | NO | 09/17/2020 16:16:21:986 | Release
PRC094977,A,8,Brick Pre-DVT with MIM Jaws by alternate supplier | Brick Pre-DVT with MIM Jaws by alternate supplier | Protocol - Other | A | Protocol | Released |  | NO | 09/17/2020 11:28:10:057 | Release
CA075198,H,1,D39061G03 Cable Assembly Final-CRR | D39061G03 Cable Assembly Final-CRR | Component Requirements Review | H | Component Approval Document | Released |  | NO | 09/17/2020 11:13:14:319 | Release
CA074538,A,3,D43308-CRR | D43308-CRR | Component Requirements Review | A | Component Approval Document | Released |  | NO | 09/17/2020 11:08:22:375 | Release
CA069011,A,2,FAI ID PCB Board Assembly, Brick | FAI ID PCB Board Assembly, Brick | First Article | A | Component Approval Document | Released |  | NO | 09/17/2020 11:08:22:172 | Release
CA069012,A,3,CAP ID PCB Assembly, Brick | CAP ID PCB Assembly, Brick | Capability Study | A | Component Approval Document | Released |  | NO | 09/17/2020 11:08:21:594 | Release
CA069269,A,1,Control Plan, PCB Assembly, Brick | Control Plan, PCB Assembly, Brick | Control Plan | A | Component Approval Document | Released |  | NO | 09/17/2020 11:08:21:375 | Release
CA069010,A,5,CRR, ID PCB Assembly, Brick | CRR, ID PCB Assembly, Brick | Component Requirements Review | A | Component Approval Document | Released |  | NO | 09/17/2020 11:08:21:219 | Release
CA069005,B,7,Brick Overmold Cable Assembly | Brick Overmold Cable Assembly | Component Requirements Review | B | Component Approval Document | Released |  | NO | 09/17/2020 11:08:21:016 | Release
CA069270,A,1,PFMEA, PCB Assembly, Brick | PFMEA, PCB Assembly, Brick | Supplier Process FMEA | A | Component Approval Document | Released |  | NO | 09/17/2020 11:08:20:781 | Release
CA079295,A,3,D38461G03 Cable Assembly, Overmold CRR | D38461G03 Cable Assembly, Overmold CRR | Component Requirements Review | A | Component Approval Document | Released |  | NO | 09/17/2020 11:08:20:594 | Release
CA078008,A,2,CRR for D37952 PCBA | CRR for D37952 PCBA | Component Requirements Review | A | Component Approval Document | Released |  | NO | 09/17/2020 11:08:20:422 | Release
CA079550,B,2,D43308G03 Cable Assembly, Overmold CRR | D43308G03 Cable Assembly, Overmold CRR | Component Requirements Review | B | Component Approval Document | Released |  | NO | 09/17/2020 11:08:19:531 | Release
CA079552,C,1,D43308G04 Cable Assembly, Overmold CRR | D43308G04 Cable Assembly, Overmold CRR | Component Requirements Review | C | Component Approval Document | Released |  | NO | 09/17/2020 11:08:19:406 | Release
CA079295,B,3,D38461G03 Cable Assembly, Overmold CRR | D38461G03 Cable Assembly, Overmold CRR | Component Requirements Review | B | Component Approval Document | Released |  | NO | 09/17/2020 11:08:19:110 | Release
CA079409,B,2,D38461G04 Cable Assembly, Overmold CRR | D38461G04 Cable Assembly, Overmold CRR | Component Requirements Review | B | Component Approval Document | Released |  | NO | 09/17/2020 11:08:18:672 | Release
SCN076793,A,1,Brick/Jabil Master SCN | Brick/Jabil Master SCN | None | A | Scanned (Hardcopy) Item | Working |  | NO | 09/16/2020 23:02:11:281 | WIP
SCN076799,A,1,Brick/Jabil Ethicon Misc Docs | Brick/Jabil Ethicon Misc Docs | None | A | Scanned (Hardcopy) Item | Working |  | NO | 09/16/2020 22:58:46:230 | WIP
SCN076801,A,1,Brick/Jabil Software Documentation | Brick/Jabil Software Documentation | None | A | Scanned (Hardcopy) Item | Working |  | NO | 09/16/2020 22:54:44:678 | WIP
SCN076803,A,1,Brick/Jabil Qualification Docs | Brick/Jabil Qualification Docs | None | A | Scanned (Hardcopy) Item | Working |  | NO | 09/16/2020 22:51:03:501 | WIP
SCN077543,A,1,Brick/Jabil Lubrication Eng Studies | Brick/Jabil Lubrication Eng Studies | None | A | Scanned (Hardcopy) Item | Working |  | NO | 09/16/2020 22:47:17:684 | WIP
SCN076807,A,1,Brick/Jabil non-GR&R Eng Studies | Brick/Jabil non-GR&R Eng Studies | None | A | Scanned (Hardcopy) Item | Working |  | NO | 09/16/2020 22:43:15:195 | WIP
SCN076809,A,1,Brick/Jabil Quality Docs | Brick/Jabil Quality Docs | None | A | Scanned (Hardcopy) Item | Working |  | NO | 09/16/2020 22:38:26:454 | WIP
SCN076808,A,1,Brick/Jabil Manufacturing Docs | Brick/Jabil Manufacturing Docs | None | A | Scanned (Hardcopy) Item | Working |  | NO | 09/16/2020 22:33:49:370 | WIP
SCN076811,A,1,Brick/Jabil Lube WIs | Brick/Jabil Lube WIs | None | A | Scanned (Hardcopy) Item | Working |  | NO | 09/16/2020 22:29:31:818 | WIP
SCN076810,A,1,Brick/Jabil Line WIs | Brick/Jabil Line WIs | None | A | Scanned (Hardcopy) Item | Working |  | NO | 09/16/2020 22:26:52:283 | WIP
CA069013,A,1,CRR, Switch PCBA, Brick | CRR, Switch PCBA, Brick | Component Requirements Review | A | Component Approval Document | Working |  | NO | 09/16/2020 14:53:04:881 | WIP
CA074537,B,1,D43308-CAP | D43308-CAP | Capability Study | B | Component Approval Document | Released |  | NO | 09/16/2020 14:53:04:647 | Release
CA069014,A,2,FAI Switch PCBA, Onanon Brick | FAI Switch PCBA, Onanon Brick | First Article | A | Component Approval Document | Released |  | NO | 09/16/2020 14:53:04:303 | Release
CA073478,C,2,D36854-SPCR | D36854-SPCR | Supplier Process Change | C | Component Approval Document | Released |  | NO | 09/16/2020 14:53:04:225 | Release
CA069015,A,2,CAP Switch PCBA, Onanon Brick | CAP Switch PCBA, Onanon Brick | Capability Study | A | Component Approval Document | Released |  | NO | 09/16/2020 14:53:03:944 | Release
CA076933,A,1,D36854-Onanon-PFMEA | D36854-Onanon-PFMEA | Supplier Process FMEA | A | Component Approval Document | Released |  | NO | 09/16/2020 14:53:03:850 | Release
CA076932,A,2,D36854-Onanon-CP | D36854-Onanon-CP | Control Plan | A | Component Approval Document | Released |  | NO | 09/16/2020 14:53:03:772 | Release
CA069006,C,3,D36854G01 Assembly Switch PCB Floyd & Brick- FAI | D36854G01 Assembly Switch PCB Floyd & Brick- FAI | First Article | C | Component Approval Document | Released |  | NO | 09/16/2020 14:53:03:037 | Release
CA077283,A,2,D36854G01_Assy Switch PCB_CS_FLOYD-BRICK | D36854G01_Assy Switch PCB_CS_FLOYD-BRICK | Capability Study | A | Component Approval Document | Released |  | NO | 09/16/2020 14:53:02:912 | Release
CA077284,A,3,D36854G01_Assy Switch PCB_PFMEA_FLOYD-BRICK | D36854G01_Assy Switch PCB_PFMEA_FLOYD-BRICK | Supplier Process FMEA | A | Component Approval Document | Released |  | NO | 09/16/2020 14:53:02:787 | Release
CA077940,A,1,D36854G01_ASSY SWITCH PCB_FAI_BRICK (CEA Global Dominicana) | D36854G01_ASSY SWITCH PCB_FAI_BRICK (CEA Global Dominicana) | First Article | A | Component Approval Document | Released |  | NO | 09/16/2020 14:53:02:647 | Release
CA077867,A,4,D43308G02, Brick Cable Assy | D43308G02, Brick Cable Assy | Component Requirements Review | A | Component Approval Document | Released |  | NO | 09/16/2020 14:53:02:412 | Release
CA071390,D,3,Raw Material Inspection Specification for the ENSEAL X1 Large Jaw Tissue Sealer NSLX120L - D38461 Cable Ass | Raw Material Inspection Specification for the ENSEAL X1 Large Jaw Tissue Sealer NSLX120L - D38461 Cable Assembly Overmold | Inspection Sheet RMI | D | Component Approval Document | Released |  | NO | 09/16/2020 14:53:01:584 | Release
CA074541,C,4,D43308-ISheet | D43308-ISheet | Inspection Sheet RMI | C | Component Approval Document | Released |  | NO | 09/16/2020 14:53:01:490 | Release
CA077280,A,4,D36852P01 PCB BRICK & FLOYD-FAI | D36852P01 PCB BRICK & FLOYD-FAI | First Article | A | Component Approval Document | Released |  | NO | 09/16/2020 14:49:05:257 | Release
CA077281,A,3,D36852P01-PCB Brick & Floyd-CS | D36852P01-PCB Brick & Floyd-CS | Capability Study | A | Component Approval Document | Released |  | NO | 09/16/2020 14:49:04:960 | Release
CA077941,A,1,D36852P01_PCB_FAI_BRICK (CEA GLOBAL DOMINICANA) | D36852P01_PCB_FAI_BRICK (CEA GLOBAL DOMINICANA) | First Article | A | Component Approval Document | Released |  | NO | 09/16/2020 14:49:04:851 | Release
CA083461,A,2,New topping Tool for D28612 & D28613 | New topping Tool for D28612 & D28613 | Supplier Process Change | A | Component Approval Document | Released |  | NO | 09/16/2020 14:46:12:938 | Release
PRC093003,B,2,Jabil Brick Duplication Biocomp Preparation Study | Jabil Brick Duplication Biocomp Preparation Study | None | B | Engineering Study | Released |  | NO | 09/16/2020 12:14:46:638 | Release
PRC097148,A,5,Brick Tissue Slippage Technique Study | Brick Tissue Slippage Technique Study | None | A | Engineering Study | Released |  | NO | 09/16/2020 11:46:32:087 | Release
CA082213,B,3,Control Plan For IFUs | Control Plan For IFUs | Control Plan | B | Component Approval Document | Released |  | NO | 09/16/2020 11:20:56:429 | Release
CA082425,B,2,P40467P06 OCE 7000 series Printer | P40467P06 OCE 7000 series Printer | Supplier Process Change | B | Component Approval Document | Released |  | NO | 09/16/2020 11:20:56:320 | Release
CA074707,A,3,Medical Cleaning Station | Medical Cleaning Station | Equipment Requirements Review | A | Component Approval Document | Released |  | NO | 09/16/2020 11:20:56:054 | Release
CA084806,A,2,Control Plan For IFUs (booklet maker) | Control Plan For IFUs (booklet maker) | Control Plan | A | Component Approval Document | Released |  | NO | 09/16/2020 11:20:55:851 | Release
CA082094,B,2,P40467P06 Smart binder booklet finisher for Instructional Insert | P40467P06 Smart binder booklet finisher for Instructional Insert | Supplier Process Change | B | Component Approval Document | Released |  | NO | 09/16/2020 11:20:53:601 | Release
SCN020209,V,3,Declaration of Conformity: Harmonic Ultrasonic Surgical Devices & Enseal Electrosurgical Devices | Declaration of Conformity: Harmonic Ultrasonic Surgical Devices & Enseal Electrosurgical Devices | None | V | Scanned (Hardcopy) Item | Released |  | NO | 09/16/2020 10:35:27:012 | Release
CA082345,A,2,D50829P02 OUTER TUBE-FAI | D50829P02 OUTER TUBE-FAI | First Article | A | Component Approval Document | Released |  | NO | 09/16/2020 10:35:02:605 | Release
CA082344,A,4,D50829P02 OUTER TUBE-CP | D50829P02 OUTER TUBE-CP | Control Plan | A | Component Approval Document | Released |  | NO | 09/16/2020 10:35:02:496 | Release
CA082348,A,1,D50829P02 OUTER TUBE-CS | D50829P02 OUTER TUBE-CS | Capability Study | A | Component Approval Document | Released |  | NO | 09/16/2020 10:35:02:371 | Release
CA082343,B,2,D50829P02 OUTER TUBE-CRR | D50829P02 OUTER TUBE-CRR | Component Requirements Review | B | Component Approval Document | Released |  | NO | 09/16/2020 10:35:02:011 | Release
CA082346,A,3,D50829P02 OUTER TUBE-FMEA | D50829P02 OUTER TUBE-FMEA | Supplier Process FMEA | A | Component Approval Document | Released |  | NO | 09/16/2020 10:35:01:902 | Release
CA082349,A,1,D50830G04 OUTER TUBE WITH HEAT SHRINK-CS | D50830G04 OUTER TUBE WITH HEAT SHRINK-CS | Capability Study | A | Component Approval Document | Released |  | NO | 09/16/2020 10:29:20:426 | Release
CA082354,A,2,D50830G04 OUTER TUBE WITH HEAT SHRINK-PFMEA | D50830G04 OUTER TUBE WITH HEAT SHRINK-PFMEA | Supplier Process FMEA | A | Component Approval Document | Released |  | NO | 09/16/2020 10:29:19:957 | Release
CA082351,A,4,D50830G04 OUTER TUBE WITH HEAT SHRINK-CP | D50830G04 OUTER TUBE WITH HEAT SHRINK-CP | Control Plan | A | Component Approval Document | Released |  | NO | 09/16/2020 10:29:19:863 | Release
CA082355,A,1,D50830G04 OUTER TUBE WITH HEAT SHRINK-TRR | D50830G04 OUTER TUBE WITH HEAT SHRINK-TRR | Tooling Requirements Review (TRR) | A | Component Approval Document | Released |  | NO | 09/16/2020 10:29:19:754 | Release
CA082350,A,1,D50830G04 OUTER TUBE WITH HEAT SHRINK CRR | D50830G04 OUTER TUBE WITH HEAT SHRINK CRR | Component Requirements Review | A | Component Approval Document | Released |  | NO | 09/16/2020 10:29:19:535 | Release
CA082352,B,1,D50830G04 OUTER TUBE WITH HEAT SHRINK-FAI | D50830G04 OUTER TUBE WITH HEAT SHRINK-FAI | First Article | B | Component Approval Document | Released |  | NO | 09/16/2020 10:29:19:426 | Release
P2424,PF,2,Ethicon Endo-Surgery Instruction Sheet (P-Sheet) | Ethicon Endo-Surgery Instruction Sheet (P-Sheet) | Process Sheet (P-sheet) | PF | General Processing Document | In Review |  | NO | 09/16/2020 10:17:05:379 | WIP
SCN031320,Y,5,NSLX120L Material Biocompatibility Evaluation | NSLX120L Material Biocompatibility Evaluation | Material Biocompatibility Evaluation | Y | Scanned (Hardcopy) Item | In Review |  | NO | 09/15/2020 19:07:59:525 | WIP
SCN077678,A,2,2007-0153 Eric Roberson Vessel Measurement 07-29-20 _ 07-30-20 _ 08-04-30 | 2007-0153 Eric Roberson Vessel Measurement 07-29-20 _ 07-30-20 _ 08-04-30 | RDL Test Data | A | Scanned (Hardcopy) Item | Released |  | NO | 09/15/2020 11:53:08:252 | Release
SCN078650,A,1,2009-0049 CSZ 3 LCE Enseal NSLX120L Test BRICKETO2_09-03-20 | 2009-0049 CSZ 3 LCE Enseal NSLX120L Test BRICKETO2_09-03-20 | RDL Test Data | A | Scanned (Hardcopy) Item | Released |  | NO | 09/15/2020 11:43:30:536 | Release
PRC093423,B,2,Jabil Brick Duplication Bioburden Preparation Study | Jabil Brick Duplication Bioburden Preparation Study | None | B | Engineering Study | Released |  | NO | 09/15/2020 11:24:53:029 | Release
SRC003067,A,1,EEPROM Parameters for NSLX120LR | EEPROM Parameters for NSLX120LR | Product Software/Firmware | A | Software (Source Code) | Working |  | NO | 09/14/2020 16:55:40:816 | WIP
DOC021843,A,3,Brick Pre-DCAF review | Brick Pre-DCAF review | Collaborative Labeling Development Process | A | EPI Generic Document | Working |  | YES | 09/14/2020 15:09:16:743 | NA_cschuman
DOC021843,A,2,Brick Pre-DCAF review | Brick Pre-DCAF review | Collaborative Labeling Development Process | A | EPI Generic Document | In Review |  | NO | 09/14/2020 15:09:16:462 | WIP
SCN019573,AV,1,Energy - Electrosurgical and Ultrasonic Surgical (compatible with GEN11) FRM002226 | Energy - Electrosurgical and Ultrasonic Surgical (compatible with GEN11) FRM002226 | Harmonized Standard List | AV | Scanned (Hardcopy) Item | Released |  | NO | 09/14/2020 13:33:07:167 | Release
PR001372,H,1,Process Specification for ENSEAL X1 20 cm Shaft Large Jaw - Device | Process Specification for ENSEAL X1 20 cm Shaft Large Jaw - Device | Process Specification (PS) | H | General Processing Document | Released |  | NO | 09/14/2020 10:23:06:211 | Release
PR001352,E,3,Manufacturing Control Plan | Manufacturing Control Plan | Manufacturing Process Control Plan | E | General Processing Document | Released |  | NO | 09/14/2020 10:23:03:867 | Release
TRP001486,C,1,Operation Training for Device Gap measurement | Operation Training for Device Gap measurement | None | C | Assembly Operation | Released |  | NO | 09/14/2020 10:23:02:055 | Release
TR000029,DE,3,Training Manual For Cleaning And DryFilm RA Lubrication Process | Training Manual For Cleaning And DryFilm RA Lubrication Process | None | DE | Assembly Training Manual | In Review |  | NO | 09/11/2020 11:52:50:455 | WIP
SCN009169,AC,2,External Standards for the Stanley generator | External Standards for the Stanley generator | None | AC | Scanned (Hardcopy) Item | Released |  | NO | 09/11/2020 11:01:40:605 | Release
SCN009169,Z,1,External Standards for the Stanley generator | External Standards for the Stanley generator | None | Z | Scanned (Hardcopy) Item | Released |  | NO | 09/11/2020 11:01:26:699 | Release
SCN034386,G,4,Chemical Biocompatibility Torres & Independencia | Chemical Biocompatibility Torres & Independencia | None | G | Scanned (Hardcopy) Item | Released |  | NO | 09/11/2020 09:35:53:679 | Release
CA074707,B,4,Medical Cleaning Station with Bell-Mark Printer | Medical Cleaning Station with Bell-Mark Printer | Equipment Requirements Review | B | Component Approval Document | Released |  | NO | 09/10/2020 18:27:32:950 | Release
CA075339,B,2,Medical Cleaning Station with Bell-Mark Printer | Medical Cleaning Station with Bell-Mark Printer | Equipment Requirements Review | B | Component Approval Document | Released |  | NO | 09/10/2020 18:27:32:450 | Release
CA075244,A,3,Medical Cleaning Station with Bell-Mark Printer | Medical Cleaning Station with Bell-Mark Printer | Equipment Requirements Review | A | Component Approval Document | Released |  | NO | 09/10/2020 18:27:30:044 | Release
CA075887,A,2,LC EOL Medical Cleaning Station with Bellmark Printer | LC EOL Medical Cleaning Station with Bellmark Printer | Equipment Requirements Review | A | Component Approval Document | Released |  | NO | 09/10/2020 18:27:29:294 | Release
CA067053,A,5,Static Clean Station | Static Clean Station | Equipment Requirements Review | A | Component Approval Document | Released |  | NO | 09/10/2020 18:27:28:106 | Release
CA079466,C,3,Equipment Requirements Review for MCS and Bell Mark Printer Station E19326 | Equipment Requirements Review for MCS and Bell Mark Printer Station E19326 | Equipment Requirements Review | C | Component Approval Document | Released |  | NO | 09/10/2020 18:27:27:309 | Release
CA083517,A,2,Vineyard - Brick - MCS ERR | Vineyard - Brick - MCS ERR | Equipment Requirements Review | A | Component Approval Document | Released |  | NO | 09/10/2020 18:27:26:090 | Release
CA071054,C,4,Equipment requirement for Integrated foreign matter workstation with tyvek printer | Equipment requirement for Integrated foreign matter workstation with tyvek printer | Equipment Requirements Review | C | Component Approval Document | Released |  | NO | 09/10/2020 18:27:24:028 | Release
CA080527,A,5,LIGAMAX Medical Clean Station with Bellmark Printer and roller table | LIGAMAX Medical Clean Station with Bellmark Printer and roller table | Equipment Requirements Review | A | Component Approval Document | Released |  | NO | 09/10/2020 18:27:23:544 | Release
CA081642,A,2,Orchard - Brick - Carton Labeling ERR | Orchard - Brick - Carton Labeling ERR | Equipment Requirements Review | A | Component Approval Document | Released |  | NO | 09/10/2020 17:53:51:571 | Release
CA075343,B,2,Label Printer for Single Unit Box | Label Printer for Single Unit Box | Equipment Requirements Review | B | Component Approval Document | Released |  | NO | 09/10/2020 17:53:50:852 | Release
CA075891,A,2,LC EOL Label Printer for Single Box | LC EOL Label Printer for Single Box | Equipment Requirements Review | A | Component Approval Document | Released |  | NO | 09/10/2020 17:53:50:508 | Release
CA076231,C,3,TE Menlo Park Re-location D38178P01- Trident | TE Menlo Park Re-location D38178P01- Trident | Supplier Process Change | C | Component Approval Document | Released |  | NO | 09/10/2020 17:40:15:819 | Release
TRP001555,F,1,Shipper Packaging | Shipper Packaging | None | F | Assembly Operation | Released |  | NO | 09/10/2020 05:03:35:343 | Release
PRC077099,G,5,SV for Jaw Gap Measurement Equipment E17118/G01B Brick Device Line #149 | SV for Jaw Gap Measurement Equipment E17118/G01B Brick Device Line #149 | Protocol Software Validation | G | Protocol | Released |  | NO | 09/09/2020 18:03:30:030 | Release
PRC075442,B,4,SV for Jaw Gap Mesurement Equipment E17118/G01A Brick Shaft Line #147 | SV for Jaw Gap Mesurement Equipment E17118/G01A Brick Shaft Line #147 | Protocol Software Validation | B | Protocol | Released |  | NO | 09/09/2020 12:39:08:648 | Release
CA080504,B,1,CEA Cables Molding Machine Validation | CEA Cables Molding Machine Validation | Supplier Process Change | B | Component Approval Document | Released |  | NO | 09/08/2020 16:54:47:208 | Release
TR011073,C,3,Training Manual for Shaft line 147 of Brick | Training Manual for Shaft line 147 of Brick | None | C | Assembly Training Manual | Released |  | NO | 09/08/2020 14:48:52:459 | Release
TR5010,EJ,2,Training Manual for the Lubrication with Sodium Stearate in Open Manufacturing | Training Manual for the Lubrication with Sodium Stearate in Open Manufacturing | None | EJ | Assembly Training Manual | In Review |  | NO | 09/08/2020 13:24:18:668 | WIP
PR000250,BF,2,Condition P - Sodium Stearate Lubrication | Condition P - Sodium Stearate Lubrication | Photographic Document | BF | General Processing Document | In Review |  | NO | 09/08/2020 13:22:04:449 | WIP
PRC095761,A,2,D38178P01/02 Active Rod heat shrink TE relocation manufacturing operations | D38178P01/02 Active Rod heat shrink TE relocation manufacturing operations | None | A | Completion Report | Released |  | NO | 09/08/2020 13:04:52:884 | Release
CA079791,B,3,D38461G04 Cable Assembly Control Plan / PFMEA | D38461G04 Cable Assembly Control Plan / PFMEA | Control Plan | B | Component Approval Document | Released |  | NO | 09/04/2020 18:17:42:536 | Release
PRC089305,B,8,Jabil Associates Training Open Manufacturing Orchard | Jabil Associates Training Open Manufacturing Orchard | None | B | Engineering Study | Released |  | NO | 09/04/2020 18:14:43:254 | Release
CA079788,B,2,D38461G03_Cable Assembly Overmold_CP | D38461G03_Cable Assembly Overmold_CP | Control Plan | B | Component Approval Document | Released |  | NO | 09/04/2020 17:50:13:614 | Release
CA077934,B,3,D38461G02_CABLE ASSEMBLY OVERMOLD_CP | D38461G02_CABLE ASSEMBLY OVERMOLD_CP | Control Plan | B | Component Approval Document | Released |  | NO | 09/04/2020 17:37:32:495 | Release
CA069008,E,1,D38461G01 - Brick Cable Assembly Control Plan | D38461G01 - Brick Cable Assembly Control Plan | Control Plan | E | Component Approval Document | Released |  | NO | 09/04/2020 12:23:33:725 | Release
SRC002655,E,2,Software for Jaw Gap Measurement Equipment E17118/ES1793 Brick Device Line #149 | Software for Jaw Gap Measurement Equipment E17118/ES1793 Brick Device Line #149 | Equipment Software | E | Software (Source Code) | Working |  | NO | 09/03/2020 19:04:35:039 | WIP
SRC002565,B,2,Software for Jaw Gap Mesurement Equipment E17118 | Software for Jaw Gap Mesurement Equipment E17118 | Equipment Software | B | Software (Source Code) | Working |  | NO | 09/03/2020 19:02:53:055 | WIP
PRC077100,G,2,CR for Jaw Gap Measurement Equipment E17118/G01B Brick Device Line #149 SV | CR for Jaw Gap Measurement Equipment E17118/G01B Brick Device Line #149 SV | None | G | Completion Report | Working |  | NO | 09/03/2020 18:58:46:460 | WIP
PRC075443,B,2,SV for Jaw Gap Measurement Equipment E17118 Brick Shaft Line #147 | SV for Jaw Gap Measurement Equipment E17118 Brick Shaft Line #147 | None | B | Completion Report | Working |  | NO | 09/03/2020 18:55:02:851 | WIP
PRC093254,B,2,CR - Jabil Associates Training Buccaneer - Vineyard | CR - Jabil Associates Training Buccaneer - Vineyard | None | B | Completion Report | Working |  | NO | 09/03/2020 11:52:11:863 | WIP
PRC091463,B,4,CR - Jabil Associates Training Brick - Vineyard | CR - Jabil Associates Training Brick - Vineyard | None | B | Completion Report | Released |  | NO | 09/02/2020 18:23:35:962 | Release
CA082983,B,2,SPCR - D30873G01 - PI-1 - Layout Reorganization | SPCR - D30873G01 - PI-1 - Layout Reorganization | Supplier Process Change | B | Component Approval Document | Released |  | NO | 09/02/2020 17:52:04:317 | Release
CA072835,B,2,SPCR for PCB Board Pin Plating | SPCR for PCB Board Pin Plating | Supplier Process Change | B | Component Approval Document | Released |  | NO | 09/02/2020 17:52:02:474 | Release
CA084735,A,2,FAI Buccaneer, Brick & Eagle Art Cables Sub-Assemblies (New Molding Machine) | FAI Buccaneer, Brick & Eagle Art Cables Sub-Assemblies (New Molding Machine) | First Article | A | Component Approval Document | Released |  | NO | 09/02/2020 17:52:01:833 | Release
FB003180,U,2,Fact book for VMP - EnSeal | Fact book for VMP - EnSeal | Mfg-Site VMP LOG | U | Fact Book | Released |  | NO | 09/02/2020 11:10:12:693 | Release
PRC097189,A,2,ENSEAL G2 Super Jaw ENSEAL HI-Pot RF Rework | ENSEAL G2 Super Jaw ENSEAL HI-Pot RF Rework | None | A | Completion Report | Released |  | NO | 08/31/2020 19:18:17:393 | Release
SCN076805,A,4,Brick Jabil Device GR&Rs | Brick Jabil Device GR&Rs | None | A | Scanned (Hardcopy) Item | Released |  | NO | 08/31/2020 17:47:26:132 | Release
SCN076804,A,4,Brick/Jabil Shaft GR&Rs | Brick/Jabil Shaft GR&Rs | None | A | Scanned (Hardcopy) Item | Released |  | NO | 08/31/2020 17:24:16:286 | Release
SCN076806,A,4,Brick/Jabil EOLP GR&Rs | Brick/Jabil EOLP GR&Rs | None | A | Scanned (Hardcopy) Item | Released |  | NO | 08/31/2020 17:23:47:848 | Release
PRC096212,A,2,Brick Pre-DVT build with MIM Jaws by alternate supplier Indo MIM | Brick Pre-DVT build with MIM Jaws by alternate supplier Indo MIM | None | A | Engineering Study | Released |  | NO | 08/31/2020 17:11:06:612 | Release
PRC088875,B,2,Brick E17117 PVA Station Attribute GR&R Completion Report | Brick E17117 PVA Station Attribute GR&R Completion Report | None | B | Completion Report | Released |  | NO | 08/31/2020 17:10:26:800 | Release
PRC088905,B,1,ECR*945 Brick Shaft Line OP20 E17119 Electrode Assembly GR&R Completion Report | ECR*945 Brick Shaft Line OP20 E17119 Electrode Assembly GR&R Completion Report | None | B | Completion Report | Released |  | NO | 08/31/2020 16:41:27:546 | Release
PRC096031,A,2,ECR2041 Pre-DV Device Build Completion Report | ECR2041 Pre-DV Device Build Completion Report | None | A | Completion Report | Released |  | NO | 08/31/2020 16:04:06:651 | Release
PRC097389,A,3,Sales Demo Device Build 2020 | Sales Demo Device Build 2020 | None | A | Engineering Study | Released |  | NO | 08/28/2020 16:54:20:145 | Release
SCN058623,B,2,Device Biocompatibility Approval Memo for ENSEAL X1 Tissue Sealer, Curved Jaw non-articulating | Device Biocompatibility Approval Memo for ENSEAL X1 Tissue Sealer, Curved Jaw non-articulating | DBAM | B | Scanned (Hardcopy) Item | Released |  | NO | 08/27/2020 14:43:23:494 | Release
SCN010119,N,1,Gen11 Device Pin ID Resistive ID Switch Logic | Gen11 Device Pin ID Resistive ID Switch Logic | None | N | Scanned (Hardcopy) Item | Released |  | NO | 08/25/2020 12:59:23:264 | Release
PRC096333,B,5,Steris - EO Residual Samples | Steris - EO Residual Samples | None | B | Engineering Study | Released |  | NO | 08/21/2020 19:21:16:034 | Release
CA079634,A,2,D43308G04_CABLE ASSEMBLY, OVERMOLD_PFMEA | D43308G04_CABLE ASSEMBLY, OVERMOLD_PFMEA | Supplier Process FMEA | A | Component Approval Document | Released |  | NO | 08/20/2020 17:43:47:724 | Release
CA079632,A,2,D43308G03_CABLE ASSEMBLY, OVERMOLD_PFMEA | D43308G03_CABLE ASSEMBLY, OVERMOLD_PFMEA | Supplier Process FMEA | A | Component Approval Document | Released |  | NO | 08/20/2020 17:43:47:568 | Release
CA074539,B,2,D43308-BRICK OVERMOLDED CABLE ASSEMBLY-CP | D43308-BRICK OVERMOLDED CABLE ASSEMBLY-CP | Control Plan | B | Component Approval Document | Released |  | NO | 08/20/2020 17:43:47:396 | Release
CA079040,A,2,D43308G02 CABLE ASSEMBLY, OVERMOLD-PFMEA | D43308G02 CABLE ASSEMBLY, OVERMOLD-PFMEA | Supplier Process FMEA | A | Component Approval Document | Released |  | NO | 08/20/2020 17:43:46:553 | Release
CA079041,A,2,D43308G02 CABLE ASSEMBLY, OVERMOLD-CP | D43308G02 CABLE ASSEMBLY, OVERMOLD-CP | Control Plan | A | Component Approval Document | Released |  | NO | 08/20/2020 17:43:46:318 | Release
CA074540,B,1,D43308-FAI | D43308-FAI | First Article | B | Component Approval Document | Released |  | NO | 08/20/2020 17:43:46:178 | Release
CA074544,A,2,D44153-CRR | D44153-CRR | Component Requirements Review | A | Component Approval Document | Released |  | NO | 08/20/2020 17:43:46:053 | Release
CA074542,A,2,D43308-PFMEA | D43308-PFMEA | Supplier Process FMEA | A | Component Approval Document | Released |  | NO | 08/20/2020 17:43:45:865 | Release
CA074539,A,1,D43308-CP | D43308-CP | Control Plan | A | Component Approval Document | Released |  | NO | 08/20/2020 17:43:45:724 | Release
CA079038,A,5,D43308G02 CABLE ASSEMBLY, OVERMOLD-FAI | D43308G02 CABLE ASSEMBLY, OVERMOLD-FAI | First Article | A | Component Approval Document | Released |  | NO | 08/20/2020 17:43:44:818 | Release
CA079633,B,1,D43308G04_CABLE ASSEMBLY, OVERMOLD_CP | D43308G04_CABLE ASSEMBLY, OVERMOLD_CP | Control Plan | B | Component Approval Document | Released |  | NO | 08/20/2020 17:43:44:443 | Release
CA079631,B,1,D43308G03_CABLE ASSEMBLY, OVERMOLD_CP | D43308G03_CABLE ASSEMBLY, OVERMOLD_CP | Control Plan | B | Component Approval Document | Released |  | NO | 08/20/2020 17:43:44:318 | Release
CA079875,A,2,D43308G04_CABLE ASSEMBLY OVERMOLD_FAI | D43308G04_CABLE ASSEMBLY OVERMOLD_FAI | First Article | A | Component Approval Document | Released |  | NO | 08/20/2020 17:43:43:724 | Release
CA079874,A,2,D43308G03_CABLE ASSEMBLY OVERMOLD_FAI | D43308G03_CABLE ASSEMBLY OVERMOLD_FAI | First Article | A | Component Approval Document | Released |  | NO | 08/20/2020 17:43:43:553 | Release
PRC086448,A,1,Insulator Spacer DV Build | Insulator Spacer DV Build | None | A | Engineering Study | Released |  | NO | 08/20/2020 16:43:41:264 | Release
TR5010,DZ,6,Training Manual for the Lubrication with Sodium Stearate in Open Manufacturing | Training Manual for the Lubrication with Sodium Stearate in Open Manufacturing | None | DZ | Assembly Training Manual | Released |  | NO | 08/20/2020 05:03:48:601 | Release
DOC028059,A,4,Improve Control of Brick Jaw Gap Process | Improve Control of Brick Jaw Gap Process | Validation Assessment | A | EPI Generic Document | Released |  | NO | 08/19/2020 17:57:57:153 | Release
PR001383,P,1,Finish Goods Inspection Specification for the ENSEAL 20 cm Shaft, Large Jaw Final Device | Finish Goods Inspection Specification for the ENSEAL 20 cm Shaft, Large Jaw Final Device | Inspection Sheet FGI | P | General Processing Document | Working |  | NO | 08/18/2020 11:57:02:614 | NA_anorieg1
CA084580,A,2,D51508-TRR | D51508-TRR | Tooling Requirements Review (TRR) | A | Component Approval Document | Released |  | NO | 08/14/2020 04:33:27:656 | Release
CA084519,A,1,D51507-CRR | D51507-CRR | Component Requirements Review | A | Component Approval Document | Released |  | NO | 08/13/2020 17:26:35:469 | Release
CA084526,A,1,D51508-CRR | D51508-CRR | Component Requirements Review | A | Component Approval Document | Released |  | NO | 08/13/2020 17:26:25:891 | Release
PRC094538,A,3,Brick (Enseal) DVT of outer tubes by alternate supplier - CR for PRC094513 | Brick (Enseal) DVT of outer tubes by alternate supplier - CR for PRC094513 | None | A | Completion Report | Released |  | NO | 08/13/2020 15:54:48:308 | Release
PRC076881,B,2,SV for EEPROM Reader E17672 for Brick line 149 | SV for EEPROM Reader E17672 for Brick line 149 | None | B | Completion Report | Released |  | NO | 08/13/2020 14:36:14:143 | Release
PRC076879,C,5,SV for EEPROM Reader E17672 for Brick line 149 | SV for EEPROM Reader E17672 for Brick line 149 | Protocol Software Validation | C | Protocol | Released |  | NO | 08/13/2020 14:36:14:112 | Release
SRC002634,B,3,Software for EEPROM Reader E17672 for Brick Line 149 | Software for EEPROM Reader E17672 for Brick Line 149 | Equipment Software | B | Software (Source Code) | Released |  | NO | 08/13/2020 14:36:14:033 | Release
CA084579,A,2,D51507-TRR | D51507-TRR | Tooling Requirements Review (TRR) | A | Component Approval Document | Released |  | NO | 08/13/2020 10:59:47:869 | Release
CA072057,C,4,Floyd Shaft Functional Tester Line 156 OP190 | Floyd Shaft Functional Tester Line 156 OP190 | Equipment Requirements Review | C | Component Approval Document | Released |  | NO | 08/13/2020 10:42:57:963 | Release
P2424,NZ,4,Ethicon Endo-Surgery Instruction Sheet (P-Sheet) | Ethicon Endo-Surgery Instruction Sheet (P-Sheet) | Process Sheet (P-sheet) | NZ | General Processing Document | Released |  | NO | 08/13/2020 05:03:38:270 | Release
PRC095014,A,3,Brick Tissue Slippage Study | Brick Tissue Slippage Study | None | A | Engineering Study | Rejected |  | NO | 08/11/2020 14:14:12:545 | WIP
CA071563,C,2,Cap Study for Active Rod Heat Shrink D38178 | Cap Study for Active Rod Heat Shrink D38178 | Capability Study | C | Component Approval Document | Released |  | NO | 08/11/2020 12:55:23:604 | Release
CA069444,C,2,FAI for Active Rod Heat Shrink D38178 | FAI for Active Rod Heat Shrink D38178 | First Article | C | Component Approval Document | Released |  | NO | 08/11/2020 12:46:12:080 | Release
SCN077797,A,1,2007-0155 PRC095919 LCE Enseal - IR Camera - Eric Roberson - Test | 2007-0155 PRC095919 LCE Enseal - IR Camera - Eric Roberson - Test | RDL Test Data | A | Scanned (Hardcopy) Item | Released |  | NO | 08/11/2020 09:52:37:465 | Release
RMD001485,A,8,PURA for ENSEAL - Group G | PURA for ENSEAL - Group G | Product Use Risk Analysis | A | Risk Management Document | Released |  | NO | 08/11/2020 08:58:44:838 | Release
SCN077627,A,3,Memo PFMEA - ECR0001230 | Memo PFMEA - ECR0001230 | Design Review Documents | A | Scanned (Hardcopy) Item | Released |  | NO | 08/06/2020 14:54:20:141 | Release
DOC021632,D,2,Floyd Product Inquiry Data Analysis | Floyd Product Inquiry Data Analysis | Product Inquiry Data Analysis | D | EPI Generic Document | Released |  | NO | 08/06/2020 14:01:26:889 | Release
SCN077720,A,1,2007-0132 Pkg020985 PRC096026 Brick Test SCN052111_07-23_29-20 | 2007-0132 Pkg020985 PRC096026 Brick Test SCN052111_07-23_29-20 | RDL Test Data | A | Scanned (Hardcopy) Item | Released |  | NO | 08/06/2020 13:01:30:900 | Release
CA080392,B,2,Brick MAS OP40 ERR Handle Assembly #3 | Brick MAS OP40 ERR Handle Assembly #3 | Equipment Requirements Review | B | Component Approval Document | Released |  | NO | 08/05/2020 07:30:47:493 | Release
CA080393,B,2,Brick MAS OP50 ERR Handle Assembly #4 | Brick MAS OP50 ERR Handle Assembly #4 | Equipment Requirements Review | B | Component Approval Document | Released |  | NO | 08/05/2020 07:30:42:930 | Release
DOC028060,A,2,Brick Jaw Cleaning Pre-Gap Inspection | Brick Jaw Cleaning Pre-Gap Inspection | Validation Assessment | A | EPI Generic Document | Released |  | NO | 08/03/2020 14:07:58:914 | Release
PRC097187,A,1,ENSEAL G2 Super Jaw ENSEAL HI-Pot RF Rework | ENSEAL G2 Super Jaw ENSEAL HI-Pot RF Rework | Protocol - Non Routine Rework | A | Protocol | Released |  | NO | 08/03/2020 13:49:07:647 | Release
PR000250,AZ,11,Condition P - Sodium Stearate Lubrication | Condition P - Sodium Stearate Lubrication | Photographic Document | AZ | General Processing Document | Released |  | NO | 08/03/2020 13:21:07:794 | Release
CA084547,A,1,P000224P03 IFU STS | P000224P03 IFU STS | RMI/STS Checklist | A | Component Approval Document | Released |  | NO | 07/31/2020 08:04:12:962 | Release
RMD001082,H,3,Risk Management Report - Post Market Safety Surveillance Enseal Tissue Sealers | Risk Management Report - Post Market Safety Surveillance Enseal Tissue Sealers | Risk Management Report - Post Market Surveillance Report | H | Risk Management Document | Released |  | NO | 07/31/2020 04:44:19:859 | Release
PRC095919,B,4,Pre-Design Verification Test Protocol for ECR2041 | Pre-Design Verification Test Protocol for ECR2041 | Protocol - Other | B | Protocol | Released |  | NO | 07/30/2020 13:47:55:606 | Release
CA084508,A,2,P000224P03 IFU First Article | P000224P03 IFU First Article | First Article | A | Component Approval Document | Released |  | NO | 07/30/2020 13:20:23:268 | Release
CA084507,A,2,A000240P02 Carton First Article | A000240P02 Carton First Article | First Article | A | Component Approval Document | Released |  | NO | 07/30/2020 13:20:23:112 | Release
CA084532,A,1,D51508-ISheet | D51508-ISheet | Inspection Sheet RMI | A | Component Approval Document | Working |  | NO | 07/29/2020 08:05:00:682 | NA_asarvade
CA084531,A,1,D51508-CP | D51508-CP | Control Plan | A | Component Approval Document | Working |  | NO | 07/29/2020 08:03:43:088 | NA_asarvade
CA084530,A,1,D51508-PFMEA | D51508-PFMEA | Supplier Process FMEA | A | Component Approval Document | Working |  | NO | 07/29/2020 08:02:24:789 | NA_asarvade
CA084529,A,1,D51508-CAP | D51508-CAP | Capability Study | A | Component Approval Document | Working |  | NO | 07/29/2020 08:00:48:022 | NA_asarvade
CA084528,A,1,D51508-FAI | D51508-FAI | First Article | A | Component Approval Document | Working |  | NO | 07/29/2020 07:59:38:334 | NA_asarvade
CA084527,A,1,D51508-TRR | D51508-TRR | Tooling Requirements Review (TRR) | A | Component Approval Document | Working |  | NO | 07/29/2020 07:57:52:973 | NA_asarvade
CA084525,A,1,D51507-ISheet | D51507-ISheet | Inspection Sheet RMI | A | Component Approval Document | Working |  | NO | 07/29/2020 07:54:03:251 | NA_asarvade
CA084524,A,1,D51507-CP | D51507-CP | Control Plan | A | Component Approval Document | Working |  | NO | 07/29/2020 07:52:13:874 | NA_asarvade
CA084523,A,1,D51507-PFMEA | D51507-PFMEA | Supplier Process FMEA | A | Component Approval Document | Working |  | NO | 07/29/2020 07:50:52:482 | NA_asarvade
CA084522,A,1,D51507-CAP | D51507-CAP | Capability Study | A | Component Approval Document | Working |  | NO | 07/29/2020 07:48:39:543 | NA_asarvade
CA084521,A,1,D51507-FAI | D51507-FAI | First Article | A | Component Approval Document | Working |  | NO | 07/29/2020 07:47:09:588 | NA_asarvade
CA084520,A,1,D51507-TRR | D51507-TRR | Tooling Requirements Review (TRR) | A | Component Approval Document | Working |  | NO | 07/29/2020 07:43:37:335 | NA_asarvade
TRP001466,B,3,Inspect and Clean Electrodes Station | Inspect and Clean Electrodes Station | None | B | Assembly Operation | Working |  | NO | 07/29/2020 02:30:53:966 | WIP
SCN076798,A,3,Brick/Jabil Ethicon Char and Comp | Brick/Jabil Ethicon Char and Comp | None | A | Scanned (Hardcopy) Item | Released |  | NO | 07/27/2020 11:02:06:938 | Release
SCN076797,A,2,Brick/Jabil Ethicon GR&Rs | Brick/Jabil Ethicon GR&Rs | None | A | Scanned (Hardcopy) Item | Released |  | NO | 07/27/2020 11:00:34:749 | Release
SCN076795,A,4,Brick/Jabil ERRs | Brick/Jabil ERRs | None | A | Scanned (Hardcopy) Item | Released |  | NO | 07/27/2020 10:54:12:446 | Release
PRC095350,B,1,Completion Report Confirmation Run for Pallet Configuration Optimization (ACE+7 and BRICK) | Completion Report Confirmation Run for Pallet Configuration Optimization (ACE+7 and BRICK) | None | B | Completion Report | Released |  | NO | 07/24/2020 18:41:20:341 | Release
DOC027004,C,2,MDR Energy 1st Half - ENSEAL - IFU | MDR Energy 1st Half - ENSEAL - IFU | Collaborative Labeling Development Process | C | EPI Generic Document | Released |  | NO | 07/24/2020 10:11:37:325 | Release
PRC096382,A,3,Brick Tissue Slippage Prevention Study | Brick Tissue Slippage Prevention Study | None | A | Engineering Study | Working |  | YES | 07/23/2020 13:54:30:787 | NA_erobers2
SCN018955,W,3,Gen11 certification and report for external standards testing (other than emi/emc) | Gen11 certification and report for external standards testing (other than emi/emc) | None | W | Scanned (Hardcopy) Item | Released |  | NO | 07/23/2020 08:38:43:200 | Release
PRC095051,B,5,Brick alternate Outer Tube D50830G04 DV Build | Brick alternate Outer Tube D50830G04 DV Build | None | B | Engineering Study | Released |  | NO | 07/22/2020 16:56:06:089 | Release
SCN018956,K,3,Gen11 report for EMI/EMC testing (including accessories) | Gen11 report for EMI/EMC testing (including accessories) | None | K | Scanned (Hardcopy) Item | Released |  | NO | 07/21/2020 13:05:44:416 | Release
TR000029,DD,1,Training Manual For Cleaning And DryFilm RA Lubrication Process | Training Manual For Cleaning And DryFilm RA Lubrication Process | None | DD | Assembly Training Manual | Released |  | NO | 07/21/2020 02:12:24:351 | Release
TR000029,CZ,2,Training Manual For Cleaning And Krytox Lubrication Process | Training Manual For Cleaning And Krytox Lubrication Process | None | CZ | Assembly Training Manual | Released |  | NO | 07/18/2020 05:03:06:233 | Release
PRC096686,A,2,IQ for Brick Jaw Cleaning Pre-Gap Inspection | IQ for Brick Jaw Cleaning Pre-Gap Inspection | None | A | Completion Report | Released |  | NO | 07/17/2020 16:54:05:545 | Release
DR000730,A,2,03NSLX120L & 04NSLX120L - IFU Update and 5-Year Shelf Life | 03NSLX120L & 04NSLX120L - IFU Update and 5-Year Shelf Life | PCO | A | Design Requirement | Rejected |  | NO | 07/17/2020 16:50:33:075 | WIP
DOC026930,D,2,MDR Energy 1st Half - Enseal - Labels | MDR Energy 1st Half - Enseal - Labels | Collaborative Labeling Development Process | D | EPI Generic Document | Released |  | NO | 07/17/2020 14:15:39:509 | Release
SCN077096,A,1,2006-0232 Pkg ES3453 PRC096691 Brick Report BRICKSCN07_07-01-20 and PR001321_07-02-20 | 2006-0232 Pkg ES3453 PRC096691 Brick Report BRICKSCN07_07-01-20 and PR001321_07-02-20 | RDL Test Data | A | Scanned (Hardcopy) Item | Released |  | NO | 07/15/2020 14:43:51:488 | Release
SCN077168,A,1,Clearwater ATL2006-0027 PRC094513A NSLX120L Jaw Tests | Clearwater ATL2006-0027 PRC094513A NSLX120L Jaw Tests | RDL Test Data | A | Scanned (Hardcopy) Item | Released |  | NO | 07/15/2020 14:04:39:265 | Release
SCN077160,A,1,2006-0026 CSZ 1 PRC094513A Clearwater NSLX120L Test PR001321_07-07-20 | 2006-0026 CSZ 1 PRC094513A Clearwater NSLX120L Test PR001321_07-07-20 | RDL Test Data | A | Scanned (Hardcopy) Item | Released |  | NO | 07/15/2020 14:01:05:341 | Release
PRC096747,A,2,D38282G04 Outer Tube with Heat Shrink Biocompatibility Samples per SPCR CA083941A | D38282G04 Outer Tube with Heat Shrink Biocompatibility Samples per SPCR CA083941A | None | A | Engineering Study | Released |  | NO | 07/14/2020 18:04:09:518 | Release
SCN076413,A,1,15NSLX120L | 15NSLX120L | Pressure Sensitive Label | A | Scanned (Hardcopy) Item | Released |  | NO | 07/13/2020 12:15:07:543 | Release
PRC096819,A,1,ENSEAL G2 Super Jaw ENSEAL X1 LG JAW TISSUE SEALER Rework | ENSEAL G2 Super Jaw ENSEAL X1 LG JAW TISSUE SEALER Rework | Protocol - Non Routine Rework | A | Protocol | Released |  | NO | 07/07/2020 19:03:46:448 | Release
PS4077,BX,4,Process Specification for EO Sterilized Products at Isomedix | Process Specification for EO Sterilized Products at Isomedix | Process Specification (PS) | BX | General Processing Document | Released |  | NO | 07/06/2020 14:39:15:171 | Release
SCN065219,B,2,Key Functional Element Analysis Memo for ENSEAL® X1 Large Jaw Tissue Sealer (NSLX120L) | Key Functional Element Analysis Memo for ENSEAL® X1 Large Jaw Tissue Sealer (NSLX120L) | None | B | Scanned (Hardcopy) Item | Released |  | NO | 07/02/2020 08:54:25:097 | Release
PRC077249,C,4,Brick Criticality Assessment | Brick Criticality Assessment | None | C | Engineering Study | Released |  | NO | 06/30/2020 15:07:44:863 | Release
PRC096532,A,1,Protocol for in line additional visual inspection in Monarca Custom Packaging lines and Energy end of line | Protocol for in line additional visual inspection in Monarca Custom Packaging lines and Energy end of lines | Protocol - Other | A | Protocol | Released |  | NO | 06/29/2020 18:58:28:040 | Release
PRC096026,A,5,ECR2041 Pre-DV Device Build Protocol | ECR2041 Pre-DV Device Build Protocol | Protocol - Other | A | Protocol | Released |  | NO | 06/29/2020 16:45:23:945 | Release
PRC096691,A,3,ECR945 Loctite 3981 Epoxy Device Build | ECR945 Loctite 3981 Epoxy Device Build | None | A | Engineering Study | Released |  | NO | 06/29/2020 14:55:58:509 | Release
PRC092180,C,3,DV Testing for Brick Jabil Duplication | DV Testing for Brick Jabil Duplication | None | C | Engineering Study | Released |  | NO | 06/29/2020 14:22:59:683 | Release
PRC093363,A,4,IQ for Brick Jaw Cleaning Pre-Gap Inspection | IQ for Brick Jaw Cleaning Pre-Gap Inspection | Protocol Equipment Install Qual | A | Protocol | Released |  | NO | 06/25/2020 20:16:02:955 | Release
PRC088043,C,3,ENSEAL Product Family Comparative Analysis | ENSEAL Product Family Comparative Analysis | None | C | Engineering Study | Released |  | NO | 06/25/2020 17:29:11:764 | Release
PRC074179,E,8,Brick Real Time Aging Completion Report | Brick Real Time Aging Completion Report | None | E | Completion Report | Released |  | NO | 06/23/2020 13:14:04:685 | Release
PRC095924,B,2,DV Build Coordination for Jabil Duplication | DV Build Coordination for Jabil Duplication | None | B | Engineering Study | Released |  | NO | 06/18/2020 15:25:42:818 | Release
SCN075613,A,1,ECR0001605C Pallet Wrapper Setup Sheet Deliverables | ECR0001605C Pallet Wrapper Setup Sheet Deliverables | ECR/ECP supportive documents | A | Scanned (Hardcopy) Item | Released |  | NO | 06/18/2020 12:42:27:295 | Release
PRC095349,A,6,Confirmation Run for Pallet Configuration Optimization (ACE+7 and BRICK) | Confirmation Run for Pallet Configuration Optimization (ACE+7 and BRICK) | Protocol - Other | A | Protocol | Released |  | NO | 06/18/2020 12:42:27:232 | Release
SCN074754,A,1,ECR*1605 Phase 2 Brick and ACE+7 Pallet Size Change Packaging Rationale | ECR*1605 Phase 2 Brick and ACE+7 Pallet Size Change Packaging Rationale | None | A | Scanned (Hardcopy) Item | Released |  | NO | 06/18/2020 12:42:27:201 | Release
PRC095123,B,3,Brick ECR945 Engineering Build 5 | Brick ECR945 Engineering Build 5 | None | B | Engineering Study | In Review |  | NO | 06/18/2020 08:41:30:389 | WIP
PRC093190,A,2,Completion Report for Confirmation Run for Adding Cleaning Process to Pre-Gap Inspection on Brick Device | Completion Report for Confirmation Run for Adding Cleaning Process to Pre-Gap Inspection on Brick Device | None | A | Completion Report | Released |  | NO | 06/17/2020 17:26:37:309 | Release
SCN076082,A,1,2005-0154 Justin Kovach Vessel Measurements 06-03-20 | 2005-0154 Justin Kovach Vessel Measurements 06-03-20 | RDL Test Data | A | Scanned (Hardcopy) Item | Released |  | NO | 06/16/2020 13:18:44:633 | Release
SCN076130,A,1,2005-0154 PRC092180 Justin Kovach Vessel Measurements 06-02-20 | 2005-0154 PRC092180 Justin Kovach Vessel Measurements 06-02-20 | RDL Test Data | A | Scanned (Hardcopy) Item | Released |  | NO | 06/16/2020 13:17:19:647 | Release
SCN076158,A,2,2005-0154 Justin Kovach Vessel Measurements 06-04-20 | 2005-0154 Justin Kovach Vessel Measurements 06-04-20 | RDL Test Data | A | Scanned (Hardcopy) Item | Released |  | NO | 06/16/2020 13:15:33:067 | Release
SCN076365,A,1,2005-0154 Justin Kovach Vessel Measurements 06-10-20 | 2005-0154 Justin Kovach Vessel Measurements 06-10-20 | RDL Test Data | A | Scanned (Hardcopy) Item | Released |  | NO | 06/16/2020 12:58:03:458 | Release
SRC003286,A,3,Brick Vineyard Carton Labeling | Brick Vineyard Carton Labeling | Equipment Software | A | Software (Source Code) | Released |  | NO | 06/15/2020 17:30:44:139 | Release
SRC003238,A,7,Software Brick Shaft Electrode Welder | Software Brick Shaft Electrode Welder | Equipment Software | A | Software (Source Code) | Released |  | NO | 06/15/2020 17:30:44:093 | Release
SRC003241,A,2,Software for E18633 Jaw Glue Machine | Software for E18633 Jaw Glue Machine | Equipment Software | A | Software (Source Code) | Released |  | NO | 06/15/2020 17:30:44:093 | Release
SRC003284,A,3,Brick Vineyard MCS Software | Brick Vineyard MCS Software | Equipment Software | A | Software (Source Code) | Released |  | NO | 06/15/2020 17:30:44:093 | Release
SRC003285,A,2,Brick Vineyard Sealer | Brick Vineyard Sealer | Equipment Software | A | Software (Source Code) | Released |  | NO | 06/15/2020 17:30:44:093 | Release
SRC003287,A,3,Brick Vineyard RSC Station | Brick Vineyard RSC Station | Equipment Software | A | Software (Source Code) | Released |  | NO | 06/15/2020 17:30:44:014 | Release
SRC003213,A,4,Software for E18637A Jaw Gap Tester | Software for E18637A Jaw Gap Tester | Equipment Software | A | Software (Source Code) | Released |  | NO | 06/15/2020 17:14:16:437 | Release
SRC003206,A,3,Software for Proximal-Distal Assembly E18640,E18641,E18642 | Software for Proximal-Distal Assembly E18640,E18641,E18642 | Equipment Software | A | Software (Source Code) | Released |  | NO | 06/15/2020 17:14:16:406 | Release
SRC003337,A,4,Software for Shaft Functional Tester E18645B | Software for Shaft Functional Tester E18645B | Equipment Software | A | Software (Source Code) | Released |  | NO | 06/15/2020 17:14:16:281 | Release
SRC003243,A,4,Software for Brick Torque Tester - E19517 | Software for Brick Torque Tester - E19517 | Equipment Software | A | Software (Source Code) | Released |  | NO | 06/15/2020 17:14:16:265 | Release
SRC003236,A,6,Software for Brick MAS Line E19597 | Software for Brick MAS Line E19597 | Equipment Software | A | Software (Source Code) | Released |  | NO | 06/15/2020 17:14:16:234 | Release
SRC003240,A,6,SW for OP20/30 Jaw Cure Oven Buffer and Electrode | SW for OP20/30 Jaw Cure Oven Buffer and Electrode | Equipment Software | A | Software (Source Code) | Released |  | NO | 06/15/2020 17:14:16:187 | Release
SRC003338,A,4,Software for E18637B Jaw Gap Tester | Software for E18637B Jaw Gap Tester | Equipment Software | A | Software (Source Code) | Released |  | NO | 06/15/2020 17:14:16:187 | Release
SRC003273,A,5,Software for Brick OP190 EEPROM | Software for Brick OP190 EEPROM | Equipment Software | A | Software (Source Code) | Released |  | NO | 06/15/2020 17:14:16:171 | Release
SRC003207,A,5,Software for Shaft Functional Tester E18645A | Software for Shaft Functional Tester E18645A | Equipment Software | A | Software (Source Code) | Released |  | NO | 06/15/2020 17:14:16:125 | Release
SRC003218,A,3,Software for Silicon Dip and Cure Station | Software for Silicon Dip and Cure Station | Equipment Software | A | Software (Source Code) | Released |  | NO | 06/15/2020 17:14:16:109 | Release
SRC003272,A,3,Software for Brick FGQA Tester | Software for Brick FGQA Tester | Equipment Software | A | Software (Source Code) | Released |  | NO | 06/15/2020 17:14:15:984 | Release
SRC003242,A,4,SRC Tensile Tester Brick Shaft | SRC Tensile Tester Brick Shaft | Equipment Software | A | Software (Source Code) | Released |  | NO | 06/15/2020 17:14:15:937 | Release
SCN076135,A,2,Brick WRAPS Memo | Brick WRAPS Memo | None | A | Scanned (Hardcopy) Item | Released |  | NO | 06/15/2020 10:04:13:808 | Release
SCN074767,A,1,07NSLX120L | 07NSLX120L | Pressure Sensitive Label | A | Scanned (Hardcopy) Item | Released |  | NO | 06/12/2020 14:29:48:613 | Release
PRC087296,A,5,Brick Jaw Cleaning station DOE | Brick Jaw Cleaning station DOE | None | A | Engineering Study | Released |  | NO | 06/12/2020 13:48:13:826 | Release
CA081639,A,2,Orchard - Brick - Cord Winding Table ERR | Orchard - Brick - Cord Winding Table ERR | Equipment Requirements Review | A | Component Approval Document | Released |  | NO | 06/11/2020 16:54:03:301 | Release
CA081640,A,2,Orchard - Brick - Sealer ERR | Orchard - Brick - Sealer ERR | Equipment Requirements Review | A | Component Approval Document | Released |  | NO | 06/11/2020 16:48:46:983 | Release
PRC096420,A,2,OP180 Brick RCS SV CR | OP180 Brick RCS SV CR | None | A | Completion Report | Released |  | NO | 06/11/2020 16:44:47:339 | Release
CA081641,A,2,Orchard - Brick - Inspection & Carton Setup ERR | Orchard - Brick - Inspection & Carton Setup ERR | Equipment Requirements Review | A | Component Approval Document | Released |  | NO | 06/11/2020 16:41:24:117 | Release
CA083518,A,2,Vineyard - Brick - RSC ERR | Vineyard - Brick - RSC ERR | Equipment Requirements Review | A | Component Approval Document | Released |  | NO | 06/11/2020 16:20:19:348 | Release
CA080166,A,6,Reclamation Equipment | Reclamation Equipment | Equipment Requirements Review | A | Component Approval Document | Released |  | NO | 06/11/2020 12:30:14:406 | Release
CA080169,B,2,Tensile Test Equipment | Tensile Test Equipment | Equipment Requirements Review | B | Component Approval Document | Released |  | NO | 06/11/2020 12:15:14:954 | Release
CA083941,A,2,D38282G02/G04 Outer Tube with Heat Shrink, beam process moved and new compound subtier | D38282G02/G04 Outer Tube with Heat Shrink, beam process moved and new compound subtier | Supplier Process Change | A | Component Approval Document | Released |  | NO | 06/10/2020 17:05:38:415 | Release
PRC096419,A,3,Brick SV for OP180 Brick RSC | Brick SV for OP180 Brick RSC | Protocol Software Validation | A | Protocol | Released |  | NO | 06/10/2020 09:56:27:198 | Release
CA075716,C,4,ERR for active rod & upper electrode welding equipment | ERR for active rod & upper electrode welding equipment | Equipment Requirements Review | C | Component Approval Document | Released |  | NO | 06/10/2020 09:31:32:488 | Release
CA075655,C,2,ERR for Electrode Assembly Station | ERR for Electrode Assembly Station | Equipment Requirements Review | C | Component Approval Document | Released |  | NO | 06/10/2020 09:30:35:534 | Release
CA075805,D,2,Jaw Glue Application Equipment (Brick Capacity Increase) | Jaw Glue Application Equipment (Brick Capacity Increase) | Equipment Requirements Review | D | Component Approval Document | Released |  | NO | 06/10/2020 09:29:32:658 | Release
CA076041,B,4,ERR For Heat shrink | ERR For Heat shrink | Equipment Requirements Review | B | Component Approval Document | Released |  | NO | 06/10/2020 09:28:41:876 | Release
CA080390,B,3,OP020 Handle Assembly#1 Station | OP020 Handle Assembly#1 Station | Equipment Requirements Review | B | Component Approval Document | Released |  | NO | 06/10/2020 09:27:47:172 | Release
CA080391,B,2,OP030 Handle Assembly#2 Station | OP030 Handle Assembly#2 Station | Equipment Requirements Review | B | Component Approval Document | Released |  | NO | 06/10/2020 09:26:55:890 | Release
CA080389,B,2,Brick Shaft OP10 ERR Transfer in Station | Brick Shaft OP10 ERR Transfer in Station | Equipment Requirements Review | B | Component Approval Document | Released |  | NO | 06/09/2020 18:09:12:933 | Release
CA080395,B,2,Brick MAS OP060 ERR Handle Press Station | Brick MAS OP060 ERR Handle Press Station | Equipment Requirements Review | B | Component Approval Document | Released |  | NO | 06/09/2020 18:03:43:397 | Release
PRC095599,A,2,Vineyard - Brick Sealer Software Validation | Vineyard - Brick Sealer Software Validation | None | A | Completion Report | Released |  | NO | 06/09/2020 14:50:59:098 | Release
DOC027844,A,1,Validation Assessment for ECR0002043 | Validation Assessment for ECR0002043 | None | A | EPI Generic Document | Released |  | NO | 06/09/2020 10:45:49:503 | Release
PRC096353,A,3,Brick OP150 Software protocol report | Brick OP150 Software protocol report | None | A | Completion Report | Released |  | NO | 06/09/2020 09:29:46:622 | Release
PRC096309,A,1,OP010 Brick Glue Application SVCR | OP010 Brick Glue Application SVCR | None | A | Completion Report | Released |  | NO | 06/09/2020 08:33:11:086 | Release
PRC092445,A,5,Vineyard Brick Shaft FAT Protocol CR | Vineyard Brick Shaft FAT Protocol CR | None | A | Completion Report | Released |  | NO | 06/09/2020 08:31:24:131 | Release
SCN074477,A,1,Brick Engineering Document List for Jabil OQPQ | Brick Engineering Document List for Jabil OQPQ | None | A | Scanned (Hardcopy) Item | Released |  | NO | 06/08/2020 17:40:10:361 | Release
CA075714,C,3,ERR for clean & inspect electrode equipment | ERR for clean & inspect electrode equipment | Equipment Requirements Review | C | Component Approval Document | Released |  | NO | 06/08/2020 17:37:26:812 | Release
CA076042,D,2,Equipment Requirements Review for Brick 2.0 Jaw Glue Cure Oven | Equipment Requirements Review for Brick 2.0 Jaw Glue Cure Oven | Equipment Requirements Review | D | Component Approval Document | Released |  | NO | 06/08/2020 17:33:57:137 | Release
PRC091924,B,4,PRC091924Brick FGQA OP080 Characterization Pin Measurement Study | PRC091924Brick FGQA OP080 Characterization Pin Measurement Study | None | B | Engineering Study | Released |  | NO | 06/08/2020 16:57:16:588 | Release
CA061902,D,3,CONTROL PLAN - D30805G02 WIRE HARNESS ASSEMBLY | CONTROL PLAN - D30805G02 WIRE HARNESS ASSEMBLY | Control Plan | D | Component Approval Document | Released |  | NO | 06/08/2020 15:32:31:355 | Release
CA074475,B,2,Control Plan for D33643G02 | Control Plan for D33643G02 | Control Plan | B | Component Approval Document | Released |  | NO | 06/08/2020 15:32:29:964 | Release
TRP001487,B,3,Operation Training for Coiling and Blister Load | Operation Training for Coiling and Blister Load | None | B | Assembly Operation | Released |  | NO | 06/07/2020 05:03:37:712 | Release
CA075659,D,4,ERR for Distal Shaft Assembly | ERR for Distal Shaft Assembly | Equipment Requirements Review | D | Component Approval Document | Released |  | NO | 06/05/2020 12:58:07:565 | Release
CA075715,D,4,ERR for Outer Tube equipment | ERR for Outer Tube equipment | Equipment Requirements Review | D | Component Approval Document | Released |  | NO | 06/05/2020 12:57:29:111 | Release
CA075847,D,4,Proximal Shaft Assembly (Brick Capacity Increase) | Proximal Shaft Assembly (Brick Capacity Increase) | Equipment Requirements Review | D | Component Approval Document | Released |  | NO | 06/05/2020 12:56:26:829 | Release
CA075849,C,3,Shaft Functional Tester (Brick Capacity Increase) | Shaft Functional Tester (Brick Capacity Increase) | Equipment Requirements Review | C | Component Approval Document | Released |  | NO | 06/05/2020 12:55:25:391 | Release
CA076050,C,2,ERR Silicone and Cure Equipment | ERR Silicone and Cure Equipment | Equipment Requirements Review | C | Component Approval Document | Released |  | NO | 06/05/2020 12:54:40:578 | Release
CA080165,B,4,Device Functional Tester | Device Functional Tester | Equipment Requirements Review | B | Component Approval Document | Released |  | NO | 06/05/2020 11:04:57:353 | Release
SCN075962,A,2,2005-0034 CSZ 3-4 PRC095782 Brick Test BRICKETO2_05-15-20 | 2005-0034 CSZ 3-4 PRC095782 Brick Test BRICKETO2_05-15-20 | RDL Test Data | A | Scanned (Hardcopy) Item | Released |  | NO | 06/05/2020 10:54:19:062 | Release
SCN076079,A,1,2005-0127 CSZ 3-4 PRC095924 Orchard Report PR001321_05-29-20 | 2005-0127 CSZ 3-4 PRC095924 Orchard Report PR001321_05-29-20 | RDL Test Data | A | Scanned (Hardcopy) Item | Released |  | NO | 06/05/2020 10:50:37:231 | Release
PRC095598,A,2,SV for Sealer Station in Brick line | SV for Sealer Station in Brick line | Protocol Software Validation | A | Protocol | Released |  | NO | 06/04/2020 11:57:19:147 | Release
PRC092191,A,3,Heat Shrink Gage Compatibilty, Brick, Shaft. | Heat Shrink Gage Compatibilty, Brick, Shaft. | None | A | Engineering Study | Released |  | NO | 06/04/2020 11:08:47:869 | Release
CA074033,A,2,CP for SPCR Pin Plating Change | CP for SPCR Pin Plating Change | Control Plan | A | Component Approval Document | Released |  | NO | 06/04/2020 08:19:21:684 | Release
PRC083071,C,1,Brick Lower Electrode D39443G01 Visual Inspection GR&R | Brick Lower Electrode D39443G01 Visual Inspection GR&R | None | C | Engineering Study | Working |  | NO | 06/04/2020 05:36:41:262 | WIP
PRC096352,A,2,SV for Label Printer Single Unit Box Station (E19883) for Brick Shaft line | SV for Label Printer Single Unit Box Station (E19883) for Brick Shaft line | Protocol Software Validation | A | Protocol | Released |  | NO | 06/03/2020 13:20:54:816 | Release
CA084044,A,1,A000240P02 Carton CRR Addendum | A000240P02 Carton CRR Addendum | Component Requirements Review | A | Component Approval Document | Released |  | NO | 06/03/2020 10:03:49:926 | Release
CA084043,A,1,P000224P03 CRR Addendum | P000224P03 CRR Addendum | Component Requirements Review | A | Component Approval Document | Released |  | NO | 06/03/2020 10:03:16:425 | Release
CA084046,A,1,A000241P02 Tyvek Lid CRR Addendum | A000241P02 Tyvek Lid CRR Addendum | Component Requirements Review | A | Component Approval Document | Released |  | NO | 06/03/2020 10:02:37:471 | Release
CA072317,A,3,P000224P01 | P000224P01 | Component Requirements Review | A | Component Approval Document | Released |  | NO | 06/03/2020 08:30:16:513 | Release
CA072363,A,2,P000224P01 | P000224P01 | RMI/STS Checklist | A | Component Approval Document | Released |  | NO | 06/03/2020 08:30:16:403 | Release
CA079746,A,1,First Article for P000224P02 | First Article for P000224P02 | First Article | A | Component Approval Document | Released |  | NO | 06/03/2020 08:30:16:278 | Release
CA079747,B,1,STS Checklist for the P000224P02 | STS Checklist for the P000224P02 | RMI/STS Checklist | B | Component Approval Document | Released |  | NO | 06/03/2020 08:30:16:185 | Release
CA079745,A,1,Component Requirements Review Addendum P000224P02 | Component Requirements Review Addendum P000224P02 | Component Requirements Review | A | Component Approval Document | Released |  | NO | 06/03/2020 08:30:16:060 | Release
CA072364,A,2,P000224P01 | P000224P01 | First Article | A | Component Approval Document | Released |  | NO | 06/03/2020 08:30:15:310 | Release
SRC002576,B,1,Software for Tensile Test Equipment E17144 | Software for Tensile Test Equipment E17144 | Equipment Software | B | Software (Source Code) | Rejected |  | NO | 06/02/2020 16:54:16:692 | WIP
SPE003539,M,2,Brick Product Master Data Sheet- NSLX120L | Brick Product Master Data Sheet- NSLX120L | Product Master Data Specification | M | Specification | Released |  | NO | 06/02/2020 14:02:08:052 | Release
CA083189,A,1,D51444G01_Lower_Jaw_Overmolded_CRR | D51444G01_Lower_Jaw_Overmolded_CRR | Component Requirements Review | A | Component Approval Document | Released |  | NO | 06/01/2020 10:23:49:479 | Release
CA083196,A,1,D51445G01_Upper_Jaw_Overmolded_CRR | D51445G01_Upper_Jaw_Overmolded_CRR | Component Requirements Review | A | Component Approval Document | Released |  | NO | 06/01/2020 10:11:09:593 | Release
PRC092857,B,4,CR For Vineyard Brick Device & EOLP FAT Protocol | CR For Vineyard Brick Device & EOLP FAT Protocol | None | B | Completion Report | Released |  | NO | 05/29/2020 11:13:40:865 | Release
PRC096217,A,1,SVCR for Shaft Functional Tester (E18645) for Brick Shaft line | SVCR for Shaft Functional Tester (E18645) for Brick Shaft line | None | A | Completion Report | Released |  | NO | 05/29/2020 08:54:18:750 | Release
PRC090750,B,1,SV for Shaft Functional Tester E18645A&B | SV for Shaft Functional Tester E18645A&B | Protocol Software Validation | B | Protocol | Released |  | NO | 05/29/2020 08:51:50:279 | Release
PRC091139,A,5,Brick Shaft Line OP140 Tensile Tester Bond Strength GRR | Brick Shaft Line OP140 Tensile Tester Bond Strength GRR | None | A | Engineering Study | Released |  | NO | 05/28/2020 14:21:16:058 | Release
PRC096170,A,1,SV protocol for electrode welder (E18638) | SV protocol for electrode welder (E18638) | Protocol Software Validation | A | Protocol | Released |  | NO | 05/28/2020 14:02:21:525 | Release
RMD001677,A,1,Brick Packaging PFMEA for Jabil | Brick Packaging PFMEA for Jabil | Process FMEA (packaging)-Legacy | A | Risk Management Document | Working |  | NO | 05/27/2020 11:29:41:718 | WIP
PRC095049,B,1,Brick Tensile Tester GR&R for Jabil | Brick Tensile Tester GR&R for Jabil | None | B | Engineering Study | Released |  | NO | 05/27/2020 11:29:15:155 | Release
DOC027793,B,2,Vineyard Brick - Remove CE Mark | Vineyard Brick - Remove CE Mark | Collaborative Labeling Development Process | B | EPI Generic Document | Released |  | NO | 05/26/2020 15:58:42:985 | Release
PRC091572,A,3,Torque Test Gage R&R | Torque Test Gage R&R | None | A | Engineering Study | Working |  | YES | 05/21/2020 16:33:09:951 | NA_pkrier
PRC091572,A,2,Torque Test Gage R&R | Torque Test Gage R&R | None | A | Engineering Study | Rejected |  | NO | 05/21/2020 16:33:09:810 | WIP
PRC084580,C,3,Floyd Shaft Functional Tester Curved Jaw Gap GR&R | Floyd Shaft Functional Tester Curved Jaw Gap GR&R | None | C | Engineering Study | Released |  | NO | 05/21/2020 13:53:21:791 | Release
CA079460,C,1,Norwood Medical New MIM Furnace - Brick | Norwood Medical New MIM Furnace - Brick | Supplier Process Change | C | Component Approval Document | Released |  | NO | 05/21/2020 13:23:46:928 | Release
PRC090751,A,3,SVCR for Shaft Functional Tester (E18645) for Brick Shaft line | SVCR for Shaft Functional Tester (E18645) for Brick Shaft line | Protocol Software Validation | A | Protocol | Working |  | YES | 05/21/2020 13:01:19:377 | NA_jhern114
PRC090751,A,2,SVCR for Shaft Functional Tester (E18645) for Brick Shaft line | SVCR for Shaft Functional Tester (E18645) for Brick Shaft line | Protocol Software Validation | A | Protocol | Rejected |  | NO | 05/21/2020 13:01:18:752 | WIP
PRC095760,A,1,D38178P01/02 Active Rod heat shrink TE relocation manufacturing operations | D38178P01/02 Active Rod heat shrink TE relocation manufacturing operations | Protocol Performance Qualification | A | Protocol | Released |  | NO | 05/20/2020 13:27:03:881 | Release
PRC092245,A,2,SVCR for MCS station for Brick Shaft line | SVCR for MCS station for Brick Shaft line | None | A | Completion Report | Released |  | NO | 05/20/2020 11:47:42:307 | Release
PRC091734,A,4,SVCR for Electrode Welder (E18638) for Brick Shaft Line | SVCR for Electrode Welder (E18638) for Brick Shaft Line | None | A | Completion Report | Released |  | NO | 05/19/2020 15:05:44:874 | Release
PRC092243,A,3,SVCR for Torque Tester (E19517) for Brick Shaft line | SVCR for Torque Tester (E19517) for Brick Shaft line | None | A | Completion Report | Released |  | NO | 05/19/2020 14:59:51:793 | Release
SCN056801,E,1,Oasis Bubble Approved Product Code List | Oasis Bubble Approved Product Code List | Packaging Documentation | E | Scanned (Hardcopy) Item | Released |  | NO | 05/18/2020 13:47:32:458 | Release
PRC094660,A,3,SVCR for MAS Line (E19597) for Brick device line | SVCR for MAS Line (E19597) for Brick device line | None | A | Completion Report | Released |  | NO | 05/18/2020 11:41:27:697 | Release
I2852,FU,3,Raw Material Inspection Specification for the Common Thermoformed Blister | Raw Material Inspection Specification for the Common Thermoformed Blister | Inspection Sheet RMI | FU | Component Approval Document | Released |  | NO | 05/18/2020 10:43:25:737 | Release
PRC094941,A,1,SVCR for EEPROM Tester (E18520) for Brick Shaft line | SVCR for EEPROM Tester (E18520) for Brick Shaft line | None | A | Completion Report | Released |  | NO | 05/14/2020 16:40:24:400 | Release
PRC094720,A,3,SV CR for E18637B Jaw Gap Measurement Station | SV CR for E18637B Jaw Gap Measurement Station | None | A | Completion Report | Released |  | NO | 05/14/2020 16:38:31:118 | Release
PRC094716,A,2,SV CR for E18637A Jaw Gap Measurement Station | SV CR for E18637A Jaw Gap Measurement Station | None | A | Completion Report | Released |  | NO | 05/14/2020 16:37:55:134 | Release
PRC094678,A,3,SVCR for Silicone Dip and Cure Station (E18643) for Brick Shaft line | SVCR for Silicone Dip and Cure Station (E18643) for Brick Shaft line | None | A | Completion Report | Released |  | NO | 05/14/2020 16:36:26:133 | Release
PRC093974,A,2,SVCR for Device Functional Tester FGQA (E18646)for Brick Shaft line | SVCR for Device Functional Tester FGQA (E18646)for Brick Shaft line | None | A | Completion Report | Released |  | NO | 05/14/2020 16:34:15:446 | Release
PRC092216,A,3,SV Report Tensile Tester Brick Shaft | SV Report Tensile Tester Brick Shaft | None | A | Completion Report | Released |  | NO | 05/14/2020 16:33:39:211 | Release
PRC091417,A,4,SVCR for Heat Shrink (E18639) for Brick Shaft line | SVCR for Heat Shrink (E18639) for Brick Shaft line | None | A | Completion Report | Released |  | NO | 05/14/2020 14:43:58:792 | Release
PRC090749,A,2,SVCR for Distal-Proximal Assembly E18640, E18641, E18642 For Brick Shaft Line | SVCR for Distal-Proximal Assembly E18640, E18641, E18642 For Brick Shaft Line | None | A | Completion Report | Released |  | NO | 05/14/2020 14:41:53:589 | Release
PRC090259,A,3,SV Completion Report for Jaw Glue Cure Oven Buffer System (E18635) For Brick Shaft Line | SV Completion Report for Jaw Glue Cure Oven Buffer System (E18635) For Brick Shaft Line | None | A | Completion Report | Released |  | NO | 05/14/2020 14:37:58:166 | Release
PRC094742,B,4,Glue Cure Level Study | Glue Cure Level Study | None | B | Engineering Study | Released |  | NO | 05/12/2020 17:09:30:327 | Release
PRC093189,A,2,Confirmation Run for Adding Cleaning Process to Pre-Gap Inspection on Brick Device | Confirmation Run for Adding Cleaning Process to Pre-Gap Inspection on Brick Device | Protocol - Other | A | Protocol | Released |  | NO | 05/12/2020 13:35:49:865 | Release
TRP001477,B,3,Operation Training for Handle Assembly #1 | Operation Training for Handle Assembly #1 | None | B | Assembly Operation | Released |  | NO | 05/09/2020 05:02:51:600 | Release
CA083190,A,3,D51444G01_Lower_Jaw_Overmolded_TRR | D51444G01_Lower_Jaw_Overmolded_TRR | Tooling Requirements Review (TRR) | A | Component Approval Document | Released |  | NO | 05/07/2020 17:49:48:175 | Release
CA083197,A,2,D51445G01_Upper_Jaw_Overmolded_TRR | D51445G01_Upper_Jaw_Overmolded_TRR | Tooling Requirements Review (TRR) | A | Component Approval Document | Released |  | NO | 05/07/2020 17:44:53:690 | Release
PRC094513,A,5,Brick (Enseal) DVT with outer tubes by alternate supplier | Brick (Enseal) DVT with outer tubes by alternate supplier | Protocol - Other | A | Protocol | Released |  | NO | 05/07/2020 17:33:40:751 | Release
CA079474,A,1,FAI for A000241P01 Tyvek Lid (Brick) ECR*1244 | FAI for A000241P01 Tyvek Lid (Brick) ECR*1244 | First Article | A | Component Approval Document | Released |  | NO | 05/07/2020 14:44:03:921 | Release
CA071797,A,2,Brick Printed Tyvek Lid (A000241P00) Ship to stock form | Brick Printed Tyvek Lid (A000241P00) Ship to stock form | RMI/STS Checklist | A | Component Approval Document | Released |  | NO | 05/07/2020 14:44:03:796 | Release
CA071788,A,1,Brick Printed Lid A000241P00 First Article | Brick Printed Lid A000241P00 First Article | First Article | A | Component Approval Document | Released |  | NO | 05/07/2020 14:44:03:639 | Release
CA079553,A,1,A000241P01 | A000241P01 | RMI/STS Checklist | A | Component Approval Document | Released |  | NO | 05/07/2020 14:44:03:514 | Release
SCN075506,A,2,2004-0132 PRC074178 Elie Laumond Brick Impedance Test | 2004-0132 PRC074178 Elie Laumond Brick Impedance Test | RDL Test Data | A | Scanned (Hardcopy) Item | Released |  | NO | 05/05/2020 13:35:40:038 | Release
PRC095146,B,5,NSLX120L Stomach Tissue Study | NSLX120L Stomach Tissue Study | None | B | Engineering Study | Released |  | NO | 05/05/2020 11:23:44:908 | Release
PRC093175,B,3,NSLX120L & HARHD36 SU for Steris Requalification | NSLX120L & HARHD36 SU for Steris Requalification | None | B | Engineering Study | Released |  | NO | 05/04/2020 15:55:37:011 | Release
PRC095782,A,3,ECR945 EB5 (DOE3) Test Protocol | ECR945 EB5 (DOE3) Test Protocol | Protocol - Other | A | Protocol | Released |  | NO | 05/04/2020 15:37:08:533 | Release
PRC095596,A,3,Vineyard - Brick RSC Software Validation | Vineyard - Brick RSC Software Validation | Protocol Software Validation | A | Protocol | Released |  | NO | 05/04/2020 13:35:19:017 | Release
PRC094347,A,2,Brick (Enseal) Kersen Outer Tubes Biocompatibility Build study | Brick (Enseal) Kersen Outer Tubes Biocompatibility Build study | None | A | Engineering Study | Released |  | NO | 04/30/2020 16:21:19:292 | Release
SCN075426,A,1,2004-0132 PRC074178B Brick NSLX120L Tip Force Test | 2004-0132 PRC074178B Brick NSLX120L Tip Force Test | RDL Test Data | A | Scanned (Hardcopy) Item | Released |  | NO | 04/30/2020 13:32:47:690 | Release
CA079744,A,1,STS Checklist for the A000240P01 | STS Checklist for the A000240P01 | RMI/STS Checklist | A | Component Approval Document | Released |  | NO | 04/30/2020 10:54:00:297 | Release
CA079743,A,1,Component Requirements Review addendum for A000240 | Component Requirements Review addendum for A000240 | Component Requirements Review | A | Component Approval Document | Released |  | NO | 04/30/2020 10:54:00:172 | Release
CA071702,A,1,STS for Brick Printed Carton A000240 | STS for Brick Printed Carton A000240 | RMI/STS Checklist | A | Component Approval Document | Released |  | NO | 04/30/2020 10:54:00:062 | Release
CA071166,A,2,Brick Pre Printed Carton (A000240) First Article | Brick Pre Printed Carton (A000240) First Article | First Article | A | Component Approval Document | Released |  | NO | 04/30/2020 10:53:59:859 | Release
CA079742,A,1,Brick Pre Printed Carton (A000240) First Article | Brick Pre Printed Carton (A000240) First Article | First Article | A | Component Approval Document | Released |  | NO | 04/30/2020 10:53:59:734 | Release
PRC092270,A,3,Orchard - Brick - Sealing DOE | Orchard - Brick - Sealing DOE | None | A | Engineering Study | Released |  | NO | 04/30/2020 09:43:04:682 | Release
SCN075360,A,1,2004-0132 Brick PRC074178B FTF Knife | 2004-0132 Brick PRC074178B FTF Knife | RDL Test Data | A | Scanned (Hardcopy) Item | Released |  | NO | 04/29/2020 14:34:40:717 | Release
PRC095773,A,3,Rework Protocol for NR-0142775 | Rework Protocol for NR-0142775 | Protocol - Non Routine Rework | A | Protocol | Released |  | NO | 04/28/2020 16:10:38:196 | Release
SCN075347,A,1,Rationale for Simulated EO sterilization | Rationale for Simulated EO sterilization | None | A | Scanned (Hardcopy) Item | Released |  | NO | 04/28/2020 13:21:46:078 | Release
PRC090309,A,7,Brick Heat Shrink Process Characterization. | Brick Heat Shrink Process Characterization. | None | A | Engineering Study | Released |  | NO | 04/27/2020 11:02:55:730 | Release
PRC092956,A,2,Brick, Shaft Electrode Welder Characterization | Brick, Shaft Electrode Welder Characterization | None | A | Engineering Study | Released |  | NO | 04/27/2020 10:53:57:772 | Release
DR000278,W,2,Brick Requirements Workbook | Brick Requirements Workbook | Product Requirement Management Workbook | W | Design Requirement | Released |  | NO | 04/27/2020 08:59:12:213 | Release
PRC090747,A,8,GR&R for Shaft Functional Tester E18645A | GR&R for Shaft Functional Tester E18645A | None | A | Engineering Study | Released |  | NO | 04/24/2020 12:53:00:557 | Release
PRC090754,A,8,GR&R for Shaft Functional Tester E18645B | GR&R for Shaft Functional Tester E18645B | None | A | Engineering Study | Released |  | NO | 04/24/2020 12:52:17:526 | Release
PRC093512,B,2,Gage Compatibility Study for Brick Jabil Duplication | Gage Compatibility Study for Brick Jabil Duplication | None | B | Engineering Study | Released |  | NO | 04/24/2020 12:51:35:807 | Release
PRC089727,A,5,Floyd Line 2 Subassembly Sterilization Correlation/Gage Compatibility | Floyd Line 2 Subassembly Sterilization Correlation/Gage Compatibility | None | A | Engineering Study | Released |  | NO | 04/23/2020 16:36:09:469 | Release
PRC095067,A,1,Glue Application (OP010) Characterization at Baja | Glue Application (OP010) Characterization at Baja | None | A | Engineering Study | Rejected |  | NO | 04/23/2020 11:22:47:200 | WIP
PRC090938,A,8,Weld Strength Tester Gage R&R | Weld Strength Tester Gage R&R | None | A | Engineering Study | Released |  | NO | 04/21/2020 17:23:58:496 | Release
PRC091569,B,2,PRC091569 Brick FGQA OP080 GR&R Load Cell Setup and Capability | PRC091569 Brick FGQA OP080 GR&R Load Cell Setup and Capability | None | B | Engineering Study | Released |  | NO | 04/21/2020 17:18:01:495 | Release
PRC091013,A,8,Var GR&R for Device OP110 Jaw Gap | Var GR&R for Device OP110 Jaw Gap | None | A | Engineering Study | Released |  | NO | 04/21/2020 17:15:23:026 | Release
PRC094752,B,4,Brick DV Verify by Inspection, G10002, etc. | Brick DV Verify by Inspection, G10002, etc. | None | B | Engineering Study | Released |  | NO | 04/21/2020 11:18:40:271 | Release
SCN039498,M,2,Project Brick Design Verification Test Methods | Project Brick Design Verification Test Methods | None | M | Scanned (Hardcopy) Item | Released |  | NO | 04/21/2020 09:37:04:790 | Release
PRC092244,A,1,Orchard - Brick - MCS Software Validation | Orchard - Brick - MCS Software Validation | Protocol Software Validation | A | Protocol | Released |  | NO | 04/20/2020 11:37:11:693 | Release
PRC094194,A,4,OP080 Closure Level Position Characterization (Jabil) | OP080 Closure Level Position Characterization (Jabil) | None | A | Engineering Study | Released |  | NO | 04/20/2020 11:34:24:943 | Release
TR011074,E,3,Training Manual For Device Line 149 of Brick | Training Manual For Device Line 149 of Brick | None | E | Assembly Training Manual | Released |  | NO | 04/18/2020 05:04:15:165 | Release
TRP001491,C,3,Packaging Unit Sales | Packaging Unit Sales | None | C | Assembly Operation | Released |  | NO | 04/18/2020 05:04:11:634 | Release
PRC091134,A,4,OP080 Mechanical Tests GRR | OP080 Mechanical Tests GRR | None | A | Engineering Study | Released |  | NO | 04/15/2020 13:29:35:275 | Release
PRC092241,A,1,GRR Torque Tester OP160 | GRR Torque Tester OP160 | None | A | Engineering Study | Released |  | NO | 04/15/2020 13:27:27:413 | Release
PRC090998,A,8,Var GR&R for Shaft OP050 Jaw Gap | Var GR&R for Shaft OP050 Jaw Gap | None | A | Engineering Study | Released |  | NO | 04/15/2020 09:48:29:911 | Release
SCN073424,A,1,Brick Torque Tester Software | Brick Torque Tester Software | None | A | Scanned (Hardcopy) Item | Released |  | NO | 04/14/2020 15:07:43:095 | Release
SCN073422,A,1,Brick OP110 Jaw Gap Tester Software | Brick OP110 Jaw Gap Tester Software | None | A | Scanned (Hardcopy) Item | Released |  | NO | 04/14/2020 15:07:12:032 | Release
SCN073421,A,1,Brick MAS Line Software | Brick MAS Line Software | None | A | Scanned (Hardcopy) Item | Released |  | NO | 04/14/2020 15:06:59:579 | Release
SCN073420,A,1,Brick FGQA Software | Brick FGQA Software | None | A | Scanned (Hardcopy) Item | Released |  | NO | 04/14/2020 15:06:33:031 | Release
SCN073419,A,1,Brick Tensile Tester Software | Brick Tensile Tester Software | None | A | Scanned (Hardcopy) Item | Released |  | NO | 04/14/2020 15:06:14:125 | Release
SCN073418,A,1,Brick Shaft Functional Tester OP120B Software | Brick Shaft Functional Tester OP120B Software | None | A | Scanned (Hardcopy) Item | Released |  | NO | 04/14/2020 15:06:01:172 | Release
SCN073417,A,1,Brick Shaft Functional Tester OP120A Software | Brick Shaft Functional Tester OP120A Software | None | A | Scanned (Hardcopy) Item | Released |  | NO | 04/14/2020 15:05:52:422 | Release
SCN073423,A,1,Brick EEPROM Reader Software | Brick EEPROM Reader Software | None | A | Scanned (Hardcopy) Item | Released |  | NO | 04/14/2020 15:04:42:030 | Release
SCN073414,A,1,Brick Shaft Assy OP080-OP100 Software | Brick Shaft Assy OP080-OP100 Software | None | A | Scanned (Hardcopy) Item | Released |  | NO | 04/14/2020 14:15:42:860 | Release
SCN073412,A,1,Brick Electrode Welder Software | Brick Electrode Welder Software | None | A | Scanned (Hardcopy) Item | Released |  | NO | 04/14/2020 14:15:33:360 | Release
SCN073411,A,1,Brick OP050 Jaw Gap Tester Software | Brick OP050 Jaw Gap Tester Software | None | A | Scanned (Hardcopy) Item | Released |  | NO | 04/14/2020 14:15:25:438 | Release
SCN073409,A,1,Brick Electrode Assy and Epoxy Oven Software | Brick Electrode Assy and Epoxy Oven Software | None | A | Scanned (Hardcopy) Item | Released |  | NO | 04/14/2020 14:15:15:204 | Release
SCN073415,A,1,Brick Silicone Appl and Curing Software | Brick Silicone Appl and Curing Software | None | A | Scanned (Hardcopy) Item | Released |  | NO | 04/14/2020 14:14:30:047 | Release
CA082575,A,1,D50318P01 Lower Jaw MIM-CRR | D50318P01 Lower Jaw MIM-CRR | Component Requirements Review | A | Component Approval Document | Released |  | NO | 04/13/2020 16:52:40:335 | Release
CA082582,A,2,D50319P01 Upper Jaw MIM-CRR | D50319P01 Upper Jaw MIM-CRR | Component Requirements Review | A | Component Approval Document | Released |  | NO | 04/13/2020 16:49:12:582 | Release
PRC092226,A,3,Orchard - Brick - Carton Labeling Software Validation | Orchard - Brick - Carton Labeling Software Validation | Protocol Software Validation | A | Protocol | Released |  | NO | 04/09/2020 15:12:39:388 | Release
SCN031440,J,1,Sterilization/Disinfection/Microbiological Testing Strategy - New or Modified Products - BRICK | Sterilization/Disinfection/Microbiological Testing Strategy - New or Modified Products - BRICK | Sterilization Documentation | J | Scanned (Hardcopy) Item | Released |  | NO | 04/09/2020 13:51:24:268 | Release
SCN072849,A,1,PMCF Report for ENSEAL X1 Large Jaw | PMCF Report for ENSEAL X1 Large Jaw | None | A | Scanned (Hardcopy) Item | Released |  | NO | 04/09/2020 13:49:35:063 | Release
CA082583,A,2,D50319P01 Upper Jaw MIM-TRR | D50319P01 Upper Jaw MIM-TRR | Tooling Requirements Review (TRR) | A | Component Approval Document | Released |  | NO | 04/08/2020 11:09:06:094 | Release
CA082576,A,3,D50318P01 Lower Jaw MIM-TRR | D50318P01 Lower Jaw MIM-TRR | Tooling Requirements Review (TRR) | A | Component Approval Document | Released |  | NO | 04/08/2020 11:08:01:015 | Release
CA071007,C,2,Control Plan for the D26857P01 relocation to Wilsonville, OR | Control Plan for the D26857P01 relocation to Wilsonville, OR | Control Plan | C | Component Approval Document | Released |  | NO | 04/07/2020 03:31:40:709 | Release
PRC094682,A,5,Performance Qualification ECR1244-ECR1208 | Performance Qualification ECR1244-ECR1208 | Protocol Performance Qualification | A | Protocol | Released |  | NO | 03/30/2020 14:17:41:727 | Release
TRP001465,B,1,Electrode Assembly Station | Electrode Assembly Station | None | B | Assembly Operation | Working |  | NO | 03/27/2020 13:35:14:405 | WIP
PR001371,H,1,Process Specification for ENSEAL X1 20 cm Shaft, Large Jaw | Process Specification for ENSEAL X1 20 cm Shaft, Large Jaw | Process Specification (PS) | H | General Processing Document | Working |  | NO | 03/27/2020 13:32:27:559 | WIP
SCN054703,B,5,Oasis Bubble Package Design Strategy | Oasis Bubble Package Design Strategy | Packaging Documentation | B | Scanned (Hardcopy) Item | Released |  | NO | 03/26/2020 15:38:06:127 | Release
SRC002570,E,1,Software for MASS Equipment for the Brick Line #149 | Software for MASS Equipment for the Brick Line #149 | Equipment Software | E | Software (Source Code) | Reviewed-Pending Final CRB Approval |  | NO | 03/26/2020 12:43:37:250 | WIP
PRC075453,E,3,SV for MASS Equipment for the Brick Line #149 | SV for MASS Equipment for the Brick Line #149 | None | E | Completion Report | Released |  | NO | 03/24/2020 15:33:17:928 | Release
PRC091566,A,3,Brick MAS OP60 Characterization Handle Press | Brick MAS OP60 Characterization Handle Press | None | A | Engineering Study | Released |  | NO | 03/23/2020 13:54:23:785 | Release
CA072077,A,6,Brick EEPROM Reader | Brick EEPROM Reader | Equipment Requirements Review | A | Component Approval Document | Released |  | NO | 03/23/2020 08:52:33:989 | Release
CA074919,A,1,Tip Force Fixture | Tip Force Fixture | Equipment Requirements Review | A | Component Approval Document | Released |  | NO | 03/23/2020 08:52:33:771 | Release
PRC095106,A,5,Tyvek & Labels Print | Tyvek & Labels Print | None | A | Engineering Study | Released |  | NO | 03/20/2020 16:48:20:678 | Release
PRC094684,A,2,Validation Plan ECR0001244 | Validation Plan ECR0001244 | Protocol - Other | A | Protocol | Released |  | NO | 03/13/2020 15:44:38:210 | Release
PRC094685,A,2,Validation Plan ECR0001208 | Validation Plan ECR0001208 | Protocol - Other | A | Protocol | Released |  | NO | 03/13/2020 15:39:07:562 | Release
DOC027625,A,2,Validation assessment Brick ECR1208 Five-Year Shelf Life | Validation assessment Brick ECR1208 Five-Year Shelf Life | Validation Assessment | A | EPI Generic Document | Released |  | NO | 03/10/2020 15:27:13:446 | Release
DOC027624,A,2,Franchise Validation Assessment ECR1244 IFU update | Franchise Validation Assessment ECR1244 IFU update | Validation Assessment | A | EPI Generic Document | Released |  | NO | 03/10/2020 15:07:10:288 | Release
PRC094940,A,2,Brick EEPROM Tester | Brick EEPROM Tester | Protocol Software Validation | A | Protocol | Released |  | NO | 03/10/2020 14:29:50:738 | Release
CA066435,B,2,Silicone and Cure Equipment | Silicone and Cure Equipment | Equipment Requirements Review | B | Component Approval Document | Released |  | NO | 03/09/2020 11:54:05:949 | Release
RMD001211,C,5,Brick Risk Management Plan and Report | Brick Risk Management Plan and Report | Risk Plan & Report | C | Risk Management Document | Released |  | NO | 03/06/2020 11:59:55:521 | Release
RMD001386,A,5,Energy PURA (Group A)- Enseal generators and Capital products | Energy PURA (Group A)- Enseal generators and Capital products | Product Use Risk Analysis | A | Risk Management Document | Released |  | NO | 03/06/2020 11:47:14:177 | Release
DOC027615,A,3,Franchise Validation Assessment Form - ECR0001848 - Brick Outer Tubes Alt. Source | Franchise Validation Assessment Form - ECR0001848 - Brick Outer Tubes Alt. Source | None | A | EPI Generic Document | Released |  | NO | 03/06/2020 08:41:16:876 | Release
PRC092228,A,1,Orchard - Brick - RSC Station Software Validation | Orchard - Brick - RSC Station Software Validation | Protocol Software Validation | A | Protocol | Released |  | NO | 03/05/2020 15:37:17:461 | Release
RMD001250,F,3,Project Brick Device PFMEA | Project Brick Device PFMEA | Process FMEA (device)-Legacy | F | Risk Management Document | Released |  | NO | 03/05/2020 10:26:37:007 | Release
RMD001308,D,3,Project Brick Packaging PFMEA | Project Brick Packaging PFMEA | Process FMEA (packaging)-Legacy | D | Risk Management Document | Released |  | NO | 03/05/2020 10:26:35:100 | Release
DR000761,A,2,Discontinue 00NSLX120L | Discontinue 00NSLX120L | PCO | A | Design Requirement | Released |  | NO | 03/04/2020 12:44:23:969 | Release
PRC094662,A,3,Software Validation For the Silicone and Cure Station E18643 | Software Validation For the Silicone and Cure Station E18643 | Protocol Software Validation | A | Protocol | Released |  | NO | 03/04/2020 10:03:53:936 | Release
DOC027593,B,2,Rationale for Humidity Control Limits of EES Product Storage | Rationale for Humidity Control Limits of EES Product Storage | None | B | EPI Generic Document | Released |  | NO | 03/03/2020 14:10:38:330 | Release
TRP001467,B,1,Jaw Gap Measurement Station | Jaw Gap Measurement Station | None | B | Assembly Operation | Working |  | NO | 03/03/2020 13:01:27:095 | WIP
PRC092224,A,1,Orchard - Brick - Sealer Software Validation | Orchard - Brick - Sealer Software Validation | Protocol Software Validation | A | Protocol | Released |  | NO | 03/03/2020 11:46:28:668 | Release
PRC094178,A,4,Brick Line Duplication Sterilization Revalidation | Brick Line Duplication Sterilization Revalidation | Sterilization Validation | A | Protocol | Released |  | NO | 03/02/2020 13:53:37:609 | Release
RMD001481,E,3,PURA for Project Brick | PURA for Project Brick | Product Use Risk Analysis | E | Risk Management Document | Released |  | NO | 03/02/2020 12:53:49:481 | Release
PRC094715,A,1,SV for E18637A Jaw Gap Measurement Station | SV for E18637A Jaw Gap Measurement Station | Protocol Software Validation | A | Protocol | Released |  | NO | 03/02/2020 07:08:19:075 | Release
PRC094719,A,1,SV for E18637B Jaw Gap Measurement Station | SV for E18637B Jaw Gap Measurement Station | Protocol Software Validation | A | Protocol | Released |  | NO | 03/02/2020 07:06:34:495 | Release
PRC075452,F,3,SV for MAS Equipment for the Brick Line #149 | SV for MAS Equipment for the Brick Line #149 | Protocol Software Validation | F | Protocol | Released |  | NO | 02/27/2020 20:47:32:271 | Release
CA077938,A,1,D38231G03_CABLE SOLDERED_FAI | D38231G03_CABLE SOLDERED_FAI | First Article | A | Component Approval Document | Released |  | NO | 02/27/2020 14:03:13:892 | Release
CA068331,A,3,D36884_Latch_Cap_Study | D36884_Latch_Cap_Study | Capability Study | A | Component Approval Document | Released |  | NO | 02/27/2020 13:17:26:866 | Release
CA068329,C,3,D36884P02_Latch_CRR | D36884P02_Latch_CRR | Component Requirements Review | C | Component Approval Document | Released |  | NO | 02/27/2020 13:17:23:866 | Release
CA068328,A,4,D36884_Latch_TRR | D36884_Latch_TRR | Tooling Requirements Review (TRR) | A | Component Approval Document | Released |  | NO | 02/27/2020 13:17:23:444 | Release
CA068332,A,2,D36884_Latch_PFMEA | D36884_Latch_PFMEA | Supplier Process FMEA | A | Component Approval Document | Released |  | NO | 02/27/2020 13:17:23:007 | Release
CA075297,B,2,D36884P01_LATCH_SPCR | D36884P01_LATCH_SPCR | Supplier Process Change | B | Component Approval Document | Released |  | NO | 02/27/2020 13:17:20:241 | Release
CA068334,B,4,Raw Material Inspection Specification for the ENSEAL X1 Large Jaw Tissue Sealer NSLX120L - D36884 Latch | Raw Material Inspection Specification for the ENSEAL X1 Large Jaw Tissue Sealer NSLX120L - D36884 Latch | Inspection Sheet RMI | B | Component Approval Document | Released |  | NO | 02/27/2020 13:17:18:397 | Release
CA068333,C,2,D36884_Latch_CP | D36884_Latch_CP | Control Plan | C | Component Approval Document | Released |  | NO | 02/27/2020 13:17:17:241 | Release
CA068330,C,3,D36884_Latch_FAI | D36884_Latch_FAI | First Article | C | Component Approval Document | Released |  | NO | 02/27/2020 13:17:16:522 | Release
CA075142,B,3,D38362P02_MAIN SPRING_CP | D38362P02_MAIN SPRING_CP | Control Plan | B | Component Approval Document | Released |  | NO | 02/27/2020 12:35:10:750 | Release
CA075141,B,3,D38362P02_MAIN SPRING_PFMEA | D38362P02_MAIN SPRING_PFMEA | Supplier Process FMEA | B | Component Approval Document | Released |  | NO | 02/27/2020 12:35:10:609 | Release
CA074653,B,1,D38362P02_MainSpring_CRR | D38362P02_MainSpring_CRR | Component Requirements Review | B | Component Approval Document | Released |  | NO | 02/27/2020 12:35:10:469 | Release
CA075139,A,1,D38362P02_MAIN SPRING_FAI | D38362P02_MAIN SPRING_FAI | First Article | A | Component Approval Document | Released |  | NO | 02/27/2020 12:35:09:828 | Release
CA069127,D,2,Main Spring_D38362_Control Plan | Main Spring_D38362_Control Plan | Control Plan | D | Component Approval Document | Released |  | NO | 02/27/2020 12:35:09:469 | Release
CA074655,A,1,D38362-PFMEA | D38362-PFMEA | Supplier Process FMEA | A | Component Approval Document | Working |  | NO | 02/27/2020 12:35:09:344 | WIP
CA074654,A,1,D38362-CP | D38362-CP | Control Plan | A | Component Approval Document | Working |  | NO | 02/27/2020 12:35:09:219 | WIP
CA069124,B,2,Main Spring_D38362_PFMEA | Main Spring_D38362_PFMEA | Supplier Process FMEA | B | Component Approval Document | Released |  | NO | 02/27/2020 12:35:08:656 | Release
CA069125,B,2,Main Spring_D38362_CapStudy | Main Spring_D38362_CapStudy | Capability Study | B | Component Approval Document | Released |  | NO | 02/27/2020 12:35:07:406 | Release
CA069126,B,2,Main Spring_D38362_FAI | Main Spring_D38362_FAI | First Article | B | Component Approval Document | Released |  | NO | 02/27/2020 12:35:06:984 | Release
CA068047,C,2,Main Spring D38362 CRR | Main Spring D38362 CRR | Component Requirements Review | C | Component Approval Document | Released |  | NO | 02/27/2020 12:35:06:844 | Release
CA069128,B,4,Main Spring_D38362_I-Sheet | Main Spring_D38362_I-Sheet | Inspection Sheet RMI | B | Component Approval Document | Released |  | NO | 02/27/2020 12:35:06:234 | Release
CA075140,B,5,D38362P02_MAIN SPRING_CS | D38362P02_MAIN SPRING_CS | Capability Study | B | Component Approval Document | Released |  | NO | 02/27/2020 12:35:05:844 | Release
CA075139,B,5,D38362P02_MAIN SPRING_FAI | D38362P02_MAIN SPRING_FAI | First Article | B | Component Approval Document | Released |  | NO | 02/27/2020 12:35:05:703 | Release
CA069109,A,2,Outer Tube_D37684_CapStudy | Outer Tube_D37684_CapStudy | Capability Study | A | Component Approval Document | Released |  | NO | 02/27/2020 09:27:53:471 | Release
CA069108,A,2,Outer Tube_D37684_PFMEA | Outer Tube_D37684_PFMEA | Supplier Process FMEA | A | Component Approval Document | Released |  | NO | 02/27/2020 09:27:53:049 | Release
CA069110,A,2,Outer Tube_D37684_FAI | Outer Tube_D37684_FAI | First Article | A | Component Approval Document | Released |  | NO | 02/27/2020 09:27:52:924 | Release
CA068589,B,2,TRR for Brick Outer Tube | TRR for Brick Outer Tube | Tooling Requirements Review (TRR) | B | Component Approval Document | Released |  | NO | 02/27/2020 09:27:52:799 | Release
CA068041,C,3,D37684_Outer Tube _CRR | D37684_Outer Tube _CRR | Component Requirements Review | C | Component Approval Document | Rejected |  | NO | 02/27/2020 09:27:52:252 | WIP
CA075898,B,2,Micro Capacity Expansion for Brick Outer Tube | Micro Capacity Expansion for Brick Outer Tube | Supplier Process Change | B | Component Approval Document | Released |  | NO | 02/27/2020 09:27:52:127 | Release
CA079050,A,7,D37684_Outer Tube_Cap Study | D37684_Outer Tube_Cap Study | Capability Study | A | Component Approval Document | Released |  | NO | 02/27/2020 09:27:51:862 | Release
CA069116,D,4,Outer Tube Assembly_D38282_Control Plan | Outer Tube Assembly_D38282_Control Plan | Control Plan | D | Component Approval Document | Released |  | NO | 02/27/2020 09:27:51:721 | Release
CA079052,A,7,D37684_Outer Tube_Control Plan | D37684_Outer Tube_Control Plan | Control Plan | A | Component Approval Document | Released |  | NO | 02/27/2020 09:27:51:533 | Release
CA079051,A,3,D37684_Outer Tube_FAI | D37684_Outer Tube_FAI | First Article | A | Component Approval Document | Released |  | NO | 02/27/2020 09:27:51:112 | Release
CA079053,A,6,D37684_Outer Tube_PFEMA | D37684_Outer Tube_PFEMA | Supplier Process FMEA | A | Component Approval Document | Released |  | NO | 02/27/2020 09:27:50:971 | Release
CA068044,B,1,Outer Tube Assy Pad Printing D38282_CRR | Outer Tube Assy Pad Printing D38282_CRR | Component Requirements Review | B | Component Approval Document | Released |  | NO | 02/27/2020 09:27:50:721 | Release
CA069117,B,3,Raw Material Inspection Specification for the ENSEAL X1 Large Jaw Tissue Sealer NSLX120L - Outer Tube Assem | Raw Material Inspection Specification for the ENSEAL X1 Large Jaw Tissue Sealer NSLX120L - Outer Tube Assembly D38282 | Inspection Sheet RMI | B | Component Approval Document | Released |  | NO | 02/27/2020 09:27:50:565 | Release
CA069111,B,2,Outer Tube_D37684_Control Plan | Outer Tube_D37684_Control Plan | Control Plan | B | Component Approval Document | Released |  | NO | 02/27/2020 09:27:50:424 | Release
SCN031320,W,2,NSLX120L Material Biocompatibility Evaluation | NSLX120L Material Biocompatibility Evaluation | Material Biocompatibility Evaluation | W | Scanned (Hardcopy) Item | Released |  | NO | 02/27/2020 09:14:19:615 | Release
CA077932,A,2,D38461G02_CABLE ASSEMBLY OVERMOLD_FAI | D38461G02_CABLE ASSEMBLY OVERMOLD_FAI | First Article | A | Component Approval Document | Released |  | NO | 02/26/2020 12:16:18:186 | Release
CA079787,A,2,D38461G03_Cable Assembly Overmold_FAI | D38461G03_Cable Assembly Overmold_FAI | First Article | A | Component Approval Document | Released |  | NO | 02/26/2020 12:16:17:186 | Release
CA079792,A,3,D38461G04 Cable Assembly-PFMEA | D38461G04 Cable Assembly-PFMEA | Supplier Process FMEA | A | Component Approval Document | Released |  | NO | 02/26/2020 12:16:16:405 | Release
CA071250,A,5,D4149701, WIRE GUIDE CRR | D4149701, WIRE GUIDE CRR | Component Requirements Review | A | Component Approval Document | Released |  | NO | 02/26/2020 12:16:15:561 | Release
CA071390,A,6,Raw Material Inspection Specification for the ENSEAL X1 Large Jaw Tissue Sealer NSLX120L - D38461 Cable Ass | Raw Material Inspection Specification for the ENSEAL X1 Large Jaw Tissue Sealer NSLX120L - D38461 Cable Assembly Overmold | Inspection Sheet RMI | A | Component Approval Document | Released |  | NO | 02/26/2020 12:16:14:796 | Release
CA069007,B,3,CAP Overmold Cable Assembly, Brick | CAP Overmold Cable Assembly, Brick | Capability Study | B | Component Approval Document | Released |  | NO | 02/26/2020 12:16:14:514 | Release
CA069009,B,2,PFMEA Overmold Cable Assembly Brick | PFMEA Overmold Cable Assembly Brick | Supplier Process FMEA | B | Component Approval Document | Released |  | NO | 02/26/2020 12:16:14:436 | Release
CA079789,A,3,D38461G03 Cable Assembly-PFMEA | D38461G03 Cable Assembly-PFMEA | Supplier Process FMEA | A | Component Approval Document | Released |  | NO | 02/26/2020 12:16:14:342 | Release
CA079790,A,1,D38461G04_Cable Assembly Overmold | D38461G04_Cable Assembly Overmold | First Article | A | Component Approval Document | Released |  | NO | 02/26/2020 12:16:14:249 | Release
CA077933,A,1,D38461G02_CABLE ASSEMBLY OVERMOLD_CS | D38461G02_CABLE ASSEMBLY OVERMOLD_CS | Capability Study | A | Component Approval Document | Released |  | NO | 02/26/2020 12:16:14:061 | Release
CA077935,A,2,D38461G02_CABLE ASSEMBLY OVERMOLD_PFMEA | D38461G02_CABLE ASSEMBLY OVERMOLD_PFMEA | Supplier Process FMEA | A | Component Approval Document | Released |  | NO | 02/26/2020 12:16:13:967 | Release
CA066451,C,3,Reclamation Equipment | Reclamation Equipment | Equipment Requirements Review | C | Component Approval Document | Released |  | NO | 02/26/2020 12:16:13:671 | Release
CA068032,B,2,D39221 Return Contact CRR | D39221 Return Contact CRR | Component Requirements Review | B | Component Approval Document | Released |  | NO | 02/26/2020 12:16:13:405 | Release
PRC094659,A,2,SV for Brick MAS Line E19597 | SV for Brick MAS Line E19597 | Protocol Software Validation | A | Protocol | Released |  | NO | 02/26/2020 12:00:35:985 | Release
CA069112,A,3,Outer Tube Assembly_D38282_PFMEA | Outer Tube Assembly_D38282_PFMEA | Supplier Process FMEA | A | Component Approval Document | Released |  | NO | 02/25/2020 15:01:24:006 | Release
CA069115,B,3,Outer Tube Assembly_D38282_FAI | Outer Tube Assembly_D38282_FAI | First Article | B | Component Approval Document | Released |  | NO | 02/25/2020 15:01:23:912 | Release
CA069114,B,3,Outer Tube Assembly_D38282_CapStudy | Outer Tube Assembly_D38282_CapStudy | Capability Study | B | Component Approval Document | Released |  | NO | 02/25/2020 15:01:23:834 | Release
CA080841,B,1,D38282G02/G04 Outer Tube W/ Heat Shrink new sutier location | D38282G02/G04 Outer Tube W/ Heat Shrink new sutier location | Supplier Process Change | B | Component Approval Document | Released |  | NO | 02/25/2020 15:01:22:990 | Release
CA068107,A,1,Brick Outer Tube with Heat Shrink Assy D38282G01 TRR | Brick Outer Tube with Heat Shrink Assy D38282G01 TRR | Tooling Requirements Review (TRR) | A | Component Approval Document | Working |  | NO | 02/25/2020 15:01:21:349 | WIP
PRC091986,B,2,SV for Brick MAS Line E19597 | SV for Brick MAS Line E19597 | Protocol Software Validation | B | Protocol | Rejected |  | NO | 02/25/2020 10:02:22:146 | WIP
PRC090123,B,2,Software Validation For the Silicone and Cure Station E18643 | Software Validation For the Silicone and Cure Station E18643 | Protocol Software Validation | B | Protocol | Released |  | NO | 02/24/2020 13:50:00:705 | Release
PRC093975,A,3,SV for Brick FGQA Device Functional Tester E18646 | SV for Brick FGQA Device Functional Tester E18646 | Protocol Software Validation | A | Protocol | Released |  | NO | 02/21/2020 14:55:55:716 | Release
SCN072697,A,2,1911-0114 Tenney A Brick Accelerated Aging Test T 65days | 1911-0114 Tenney A Brick Accelerated Aging Test T 65days | RDL Test Data | A | Scanned (Hardcopy) Item | Released |  | NO | 02/20/2020 13:53:14:459 | Release
RA001173,A,1,Conformity Assessment for ENSEAL Bipolar | Conformity Assessment for ENSEAL Bipolar | EU MDR Conformity Assessment | A | Generic Regulatory Doc. | Released |  | NO | 02/18/2020 14:28:58:988 | Release
CA081392,A,2,D38178P01 ACTIVE ROD HEAT SHRINK MT2000 compound New Subtier | D38178P01 ACTIVE ROD HEAT SHRINK MT2000 compound New Subtier | Supplier Process Change | A | Component Approval Document | Released |  | NO | 02/14/2020 17:45:17:764 | Release
PRC093989,A,2,Brick EEPROM Reader SV | Brick EEPROM Reader SV | Protocol Software Validation | A | Protocol | Released |  | NO | 02/14/2020 14:02:03:771 | Release
PRC091442,B,4,Brick pre-DVT with outer tube by alternate supplier | Brick pre-DVT with outer tube by alternate supplier | None | B | Engineering Study | Released |  | NO | 02/14/2020 09:44:30:796 | Release
PRC092242,B,2,Software Validation for Brick Torque Tester OP160 | Software Validation for Brick Torque Tester OP160 | Protocol Software Validation | B | Protocol | Released |  | NO | 02/14/2020 09:36:30:557 | Release
PRC090748,A,2,SV for Distal-Proximal Assembly E18640, E18641, E18642 | SV for Distal-Proximal Assembly E18640, E18641, E18642 | Protocol Software Validation | A | Protocol | Released |  | NO | 02/14/2020 09:33:32:337 | Release
PRC094073,B,1,ECR0001533 Design Verification Testing | ECR0001533 Design Verification Testing | None | B | Completion Report | Released |  | NO | 02/13/2020 18:26:47:792 | Release
PRC094072,B,1,ECR0001533 Design Verification Testing | ECR0001533 Design Verification Testing | Protocol - Other | B | Protocol | Released |  | NO | 02/13/2020 18:25:07:432 | Release
CA070076,C,2,D39441G02_Upper Electrode_CS | D39441G02_Upper Electrode_CS | Capability Study | C | Component Approval Document | Released |  | NO | 02/13/2020 16:10:53:800 | Release
PRC093664,B,3,Brick ECR-1533 Electrode Plant Trial | Brick ECR-1533 Electrode Plant Trial | None | B | Engineering Study | Released |  | NO | 02/13/2020 16:10:53:800 | Release
CA070085,B,2,D39443G02_Lower Electrode_CS | D39443G02_Lower Electrode_CS | Capability Study | B | Component Approval Document | Released |  | NO | 02/13/2020 16:10:53:769 | Release
CA070074,D,1,D39441G02_Upper Electrode_FAI | D39441G02_Upper Electrode_FAI | First Article | D | Component Approval Document | Released |  | NO | 02/13/2020 16:10:53:754 | Release
CA070083,D,1,D39443G02_Lower Electrode_FAI | D39443G02_Lower Electrode_FAI | First Article | D | Component Approval Document | Released |  | NO | 02/13/2020 16:10:53:754 | Release
CA070078,B,2,D39441G02_Upper Electrode_PFMEA | D39441G02_Upper Electrode_PFMEA | Supplier Process FMEA | B | Component Approval Document | Released |  | NO | 02/13/2020 16:10:53:722 | Release
CA070087,B,2,D39443G02_Lower Electrode_PFMEA | D39443G02_Lower Electrode_PFMEA | Supplier Process FMEA | B | Component Approval Document | Released |  | NO | 02/13/2020 16:10:53:722 | Release
DOC027521,A,6,Validation Assessment Form - ECR001533 New Foster material for electrode | Validation Assessment Form - ECR001533 New Foster material for electrode | Validation Assessment | A | EPI Generic Document | Released |  | NO | 02/13/2020 16:10:53:675 | Release
CA070089,E,1,D39443G02_Lower Electrode_CP | D39443G02_Lower Electrode_CP | Control Plan | E | Component Approval Document | Released |  | NO | 02/13/2020 16:10:53:660 | Release
CA070080,C,1,D39441G02_Upper Electrode_CP | D39441G02_Upper Electrode_CP | Control Plan | C | Component Approval Document | Released |  | NO | 02/13/2020 16:10:53:644 | Release
CA069526,E,2,D39443_Lower_Electrode CRR | D39443_Lower_Electrode CRR | Component Requirements Review | E | Component Approval Document | Released |  | NO | 02/13/2020 16:10:53:629 | Release
CA069525,C,2,D39441 Upper Electrode CRR | D39441 Upper Electrode CRR | Component Requirements Review | C | Component Approval Document | Released |  | NO | 02/13/2020 16:10:53:613 | Release
CA070091,B,2,D39443G01_G02 Lower Electrode-RMI-Sheet | D39443G01_G02 Lower Electrode-RMI-Sheet | Inspection Sheet RMI | B | Component Approval Document | Released |  | NO | 02/13/2020 16:10:53:597 | Release
PRC072737,G,14,Brick Tolerance Stack Analysis | Brick Tolerance Stack Analysis | None | G | Engineering Study | Released |  | NO | 02/13/2020 16:10:53:597 | Release
CA070082,C,2,D39441G01_G02 Upper Electrode-RMI-Sheet | D39441G01_G02 Upper Electrode-RMI-Sheet | Inspection Sheet RMI | C | Component Approval Document | Released |  | NO | 02/13/2020 16:10:53:566 | Release
SCN048570,F,5,DBAM - CC4 -EnSeal XL Large Jaw Tissue Sealer | DBAM - CC4 -EnSeal XL Large Jaw Tissue Sealer | DBAM | F | Scanned (Hardcopy) Item | Released |  | NO | 02/13/2020 16:10:53:488 | Release
RA000853,A,1,Global Regulatory Strategy for ECR0001533 | Global Regulatory Strategy for ECR0001533 | Regulatory Strategy/Plan | A | Generic Regulatory Doc. | Released |  | NO | 02/13/2020 16:10:53:347 | Release
PRC089989,A,3,NSLX120L Electrode Material Biocompatibility Build | NSLX120L Electrode Material Biocompatibility Build | None | A | Engineering Study | Released |  | NO | 02/13/2020 16:10:53:300 | Release
PRC092805,A,2,OP050 Brick Jaw Gap Fixture Spring Force Characterization | OP050 Brick Jaw Gap Fixture Spring Force Characterization | None | A | Engineering Study | Released |  | NO | 02/13/2020 14:45:09:132 | Release
PRC091918,A,2,OP080 SigPOD and PLC Settings | OP080 SigPOD and PLC Settings | None | A | Engineering Study | Released |  | NO | 02/13/2020 14:28:42:248 | Release
SCN073290,A,1,2001-0253 Justin Kovach Vessel Measurements 02-04-20 | 2001-0253 Justin Kovach Vessel Measurements 02-04-20 | RDL Test Data | A | Scanned (Hardcopy) Item | Released |  | NO | 02/13/2020 13:45:27:773 | Release
PRC091501,A,1,Brick ECR-945 Electrode Evaluation Build | Brick ECR-945 Electrode Evaluation Build | None | A | Engineering Study | Released |  | NO | 02/12/2020 10:06:37:525 | Release
PRC093002,B,2,Brick ECR-945 Engineering Build 4 | Brick ECR-945 Engineering Build 4 | None | B | Engineering Study | Released |  | NO | 02/12/2020 10:04:45:867 | Release
SCN073054,B,2,2001-0157 CSZ 4 Brick Test SCN052111_01-27-20 | 2001-0157 CSZ 4 Brick Test SCN052111_01-27-20 | RDL Test Data | B | Scanned (Hardcopy) Item | Released |  | NO | 02/12/2020 10:02:11:663 | Release
PRC091562,A,4,Brick MAS Load Cell Setup GR&R & Capability, E19513 | Brick MAS Load Cell Setup GR&R & Capability, E19513 | None | A | Engineering Study | Released |  | NO | 02/11/2020 17:41:26:923 | Release
PRC091132,A,3,OP080 Latch-Unlatch Test GRR | OP080 Latch-Unlatch Test GRR | None | A | Engineering Study | Released |  | NO | 02/11/2020 17:34:25:748 | Release
PRC092104,A,3,Attribute Gage R&R for OP080 Distal Shaft Assembly | Attribute Gage R&R for OP080 Distal Shaft Assembly | None | A | Engineering Study | Released |  | NO | 02/11/2020 15:09:14:986 | Release
SRC002572,D,1,Software for MDC Blister Sealer E17141 | Software for MDC Blister Sealer E17141 | Equipment Software | D | Software (Source Code) | Released |  | NO | 02/11/2020 10:15:54:700 | Release
PRC091381,A,2,Gage Equivalency Study for E18637 Jaw Gap Tester | Gage Equivalency Study for E18637 Jaw Gap Tester | None | A | Engineering Study | Released |  | NO | 02/07/2020 11:29:52:166 | Release
PRC091919,A,2,OP080/FGQA Compatibility Test | OP080/FGQA Compatibility Test | None | A | Engineering Study | Released |  | NO | 02/07/2020 11:28:35:712 | Release
PRC093045,A,2,Brick MAS OP20 Verification Handle Assembly #1 | Brick MAS OP20 Verification Handle Assembly #1 | None | A | Engineering Study | Released |  | NO | 02/07/2020 11:24:45:493 | Release
CA081638,A,3,D44153P02_ACTIVE ROD_FAI | D44153P02_ACTIVE ROD_FAI | First Article | A | Component Approval Document | Released |  | NO | 02/07/2020 11:15:17:429 | Release
SCN073097,A,1,2001-0229 CSZ 2_3 PRC094203 Brick Test SCN052111_01-29-20. | 2001-0229 CSZ 2_3 PRC094203 Brick Test SCN052111_01-29-20. | RDL Test Data | A | Scanned (Hardcopy) Item | Released |  | NO | 02/07/2020 11:11:55:743 | Release
SCN073176,A,1,2011-0253 Justin Kovach Vessel Measurements 02-05-20 | 2011-0253 Justin Kovach Vessel Measurements 02-05-20 | RDL Test Data | A | Scanned (Hardcopy) Item | Released |  | NO | 02/07/2020 11:11:20:804 | Release
PRC091310,A,2,Gage Equivalency Study for E18645 Shaft Functional Tester | Gage Equivalency Study for E18645 Shaft Functional Tester | None | A | Engineering Study | Released |  | NO | 02/06/2020 10:04:27:881 | Release
PRC091274,A,4,SV for E18637A Jaw Gap Measurement Station | SV for E18637A Jaw Gap Measurement Station | Protocol Software Validation | A | Protocol | Released |  | NO | 02/05/2020 09:41:03:505 | Release
PRC094098,A,2,SV for E18637B Jaw Gap Measurement Station | SV for E18637B Jaw Gap Measurement Station | Protocol Software Validation | A | Protocol | Released |  | NO | 02/05/2020 09:40:01:348 | Release
PRC075456,D,2,SV for MDC Blister Sealer E17141 for Brick Line #149 | SV for MDC Blister Sealer E17141 for Brick Line #149 | Protocol Software Validation | D | Protocol | Released |  | NO | 02/04/2020 17:41:09:356 | Release
PRC075457,D,2,SV for MDC Blister Sealer E17141 for Brick Line #149 | SV for MDC Blister Sealer E17141 for Brick Line #149 | None | D | Completion Report | Released |  | NO | 02/04/2020 17:41:09:340 | Release
PRC049933,X,4,ENSEAL device functionality in the presence of other RF generators and devices | ENSEAL device functionality in the presence of other RF generators and devices | None | X | Engineering Study | Released |  | NO | 02/04/2020 17:27:33:979 | Release
PRC094203,A,3,Burst and Reliability Assessment of Brick Duplicate Line FAT Devices | Burst and Reliability Assessment of Brick Duplicate Line FAT Devices | None | A | Engineering Study | Released |  | NO | 02/04/2020 07:56:14:489 | Release
PRC092978,A,2,Completion Report IQ for Dummy Device Jaw Gap Fixture | Completion Report IQ for Dummy Device Jaw Gap Fixture | None | A | Completion Report | Released |  | NO | 01/31/2020 12:42:38:144 | Release
DOC027367,A,3,Validation Assessment for Blow off Cleaning station for Jaw Electrode particles removal | Validation Assessment for Blow off Cleaning station for Jaw Electrode particles removal | None | A | EPI Generic Document | Released |  | NO | 01/31/2020 12:41:30:487 | Release
PRC075457,A,2,SV for MDC Blister Sealer E17141 for Brick Line #149 | SV for MDC Blister Sealer E17141 for Brick Line #149 | None | A | Completion Report | Released |  | NO | 01/31/2020 10:49:10:873 | Release
PRC075457,B,4,SV for MDC Blister Sealer E17141 for Brick Line #149 | SV for MDC Blister Sealer E17141 for Brick Line #149 | None | B | Completion Report | Released |  | NO | 01/31/2020 10:49:10:092 | Release
PRC090248,A,1,Brick Weigh Scale GRR | Brick Weigh Scale GRR | None | A | Engineering Study | Released |  | NO | 01/31/2020 09:42:45:569 | Release
CA070082,B,2,Raw Material Inspection Specification for the ENSEAL X1 Large Jaw Tissue Sealer NSLX120L - D39441 Upper Ele | Raw Material Inspection Specification for the ENSEAL X1 Large Jaw Tissue Sealer NSLX120L - D39441 Upper Electrode | Inspection Sheet RMI | B | Component Approval Document | Released |  | NO | 01/31/2020 04:03:16:966 | Release
PRC094070,A,2,ECR0001533 Device Pre-Conditioning | ECR0001533 Device Pre-Conditioning | Protocol - Other | A | Protocol | Released |  | NO | 01/28/2020 15:59:06:365 | Release
PRC090258,A,2,Software Validation for Jaw Glue Cure Oven Buffer System (E18635) For Brick Shaft Line | Software Validation for Jaw Glue Cure Oven Buffer System (E18635) For Brick Shaft Line | Protocol Software Validation | A | Protocol | Released |  | NO | 01/28/2020 10:25:39:796 | Release
PRC090242,A,3,Software Validation for Brick Glue Station E18633 | Software Validation for Brick Glue Station E18633 | Protocol Software Validation | A | Protocol | Released |  | NO | 01/28/2020 10:19:58:428 | Release
PRC091921,A,3,PRC091921 Brick FGQA OP080 Characterization Electrical Characterization | PRC091921 Brick FGQA OP080 Characterization Electrical Characterization | None | A | Engineering Study | Released |  | NO | 01/27/2020 16:24:39:251 | Release
PRC092215,A,1,SV Tensile Tester Brick Shaft Line | SV Tensile Tester Brick Shaft Line | Protocol Software Validation | A | Protocol | Released |  | NO | 01/27/2020 14:02:16:811 | Release
PRC091733,A,3,Brick Shaft Electrode Welder | Brick Shaft Electrode Welder | None | A | Engineering Study | Released |  | NO | 01/27/2020 13:42:49:661 | Release
SCN072705,A,2,Rationale for Simulated Sterilization | Rationale for Simulated Sterilization | Sterilization Documentation | A | Scanned (Hardcopy) Item | Released |  | NO | 01/23/2020 17:27:24:909 | Release
CA073972,A,3,D43272G01 Upper Electrode CRR | D43272G01 Upper Electrode CRR | Component Requirements Review | A | Component Approval Document | Rejected |  | NO | 01/23/2020 11:25:03:756 | WIP
CA073979,A,2,D43273G01 Lower Electrode CRR | D43273G01 Lower Electrode CRR | Component Requirements Review | A | Component Approval Document | Rejected |  | NO | 01/23/2020 11:24:53:225 | WIP
PRC090683,A,3,Brick Shaft Heat Shrink Station | Brick Shaft Heat Shrink Station | Protocol Software Validation | A | Protocol | Released |  | NO | 01/23/2020 07:41:41:027 | Release
SCN060262,C,2,ENSEAL Tissue Sealers | ENSEAL Tissue Sealers | CER (Clinical Expert Report) | C | Scanned (Hardcopy) Item | Released |  | NO | 01/21/2020 21:07:15:002 | Release
SPE003186,J,6,Material Specification for ENSEAL 20 cm Shaft, Large Jaw | Material Specification for ENSEAL 20 cm Shaft, Large Jaw | Material Specification | J | Specification | Released |  | NO | 01/20/2020 13:20:34:037 | Release
PRC091136,A,3,OP080 Knife Return GRR | OP080 Knife Return GRR | None | A | Engineering Study | Released |  | NO | 01/17/2020 11:09:09:345 | Release
CA068354,E,3,D37119P02_Left Shroud_CP | D37119P02_Left Shroud_CP | Control Plan | E | Component Approval Document | Released |  | NO | 01/16/2020 15:04:53:205 | Release
PRC093068,A,4,Brick Delamination Study: Cleaning, Inspecting and Verification of original spacer design | Brick Delamination Study: Cleaning, Inspecting and Verification of original spacer design | None | A | Engineering Study | Released |  | NO | 01/16/2020 14:58:14:533 | Release
CA068347,E,3,D37118P02_Right Shroud_CP | D37118P02_Right Shroud_CP | Control Plan | E | Component Approval Document | Released |  | NO | 01/16/2020 12:55:10:190 | Release
PRC090249,A,1,GRR for Brick Jaw Epoxy Application | GRR for Brick Jaw Epoxy Application | None | A | Engineering Study | Released |  | NO | 01/14/2020 16:52:33:876 | Release
PRC091021,A,2,GR&R Brick Electrode Assembly -OP020 | GR&R Brick Electrode Assembly -OP020 | None | A | Engineering Study | Released |  | NO | 01/14/2020 16:49:02:422 | Release
PRC091099,A,2,OP010 Epoxy Characterization | OP010 Epoxy Characterization | None | A | Engineering Study | Released |  | NO | 01/14/2020 16:37:34:530 | Release
PRC091922,A,3,NSLX120L Brick FGQA OP080 Characterization Vision Verification | NSLX120L Brick FGQA OP080 Characterization Vision Verification | None | A | Engineering Study | Released |  | NO | 01/14/2020 16:29:44:264 | Release
PRC091565,A,5,Brick FGQA Electrical Test GRR, E18646 | Brick FGQA Electrical Test GRR, E18646 | None | A | Engineering Study | Released |  | NO | 01/14/2020 13:32:38:415 | Release
PRC091567,A,4,PRC091567 Brick FGQA OP080 GR&R Mechanical Test | PRC091567 Brick FGQA OP080 GR&R Mechanical Test | None | A | Engineering Study | Released |  | NO | 01/14/2020 13:19:07:523 | Release
PRC091563,A,6,PRC091563 Brick FGQA OP080 GR&R Hipot | PRC091563 Brick FGQA OP080 GR&R Hipot | None | A | Engineering Study | Released |  | NO | 01/13/2020 17:12:57:265 | Release
PRC091923,A,3,PRC091923 Brick FGQA OP080 Characterization Electrical Set-up Verification | PRC091923 Brick FGQA OP080 Characterization Electrical Set-up Verification | None | A | Engineering Study | Released |  | NO | 01/13/2020 16:57:36:295 | Release
PRC090746,A,8,Att GR&R for Proximal Shaft E18642 | Att GR&R for Proximal Shaft E18642 | None | A | Engineering Study | Released |  | NO | 01/13/2020 14:22:31:917 | Release
PRC091920,A,2,PRC091920 Brick FGQA OP080 Characterization SigPOD and PLC Settings | PRC091920 Brick FGQA OP080 Characterization SigPOD and PLC Settings | None | A | Engineering Study | Released |  | NO | 01/13/2020 14:14:45:854 | Release
CA072564,A,3,D39441G01 UPPER ELECTRODE NEW INSERTS SPCR | D39441G01 UPPER ELECTRODE NEW INSERTS SPCR | Supplier Process Change | A | Component Approval Document | Released |  | NO | 01/13/2020 13:53:20:085 | Release
CA069520,A,4,D39441_Upper_Electrode_Overmolded_TRR | D39441_Upper_Electrode_Overmolded_TRR | Tooling Requirements Review (TRR) | A | Component Approval Document | Released |  | NO | 01/13/2020 13:53:17:992 | Release
CA071790,A,3,Electrode Assembly Equipment | Electrode Assembly Equipment | Equipment Requirements Review | A | Component Approval Document | Released |  | NO | 01/13/2020 13:53:17:835 | Release
PRC092075,A,2,Characterization for OP110 Brick Silicone Oven Mapping | Characterization for OP110 Brick Silicone Oven Mapping | None | A | Engineering Study | Released |  | NO | 01/13/2020 13:50:28:601 | Release
PRC093043,A,2,Brick MAS OP70 Verification for Rotator Cap Assembly | Brick MAS OP70 Verification for Rotator Cap Assembly | None | A | Engineering Study | Released |  | NO | 01/13/2020 13:48:27:007 | Release
PRC093253,A,7,Jabil Associates Training Buccaneer - Vineyard | Jabil Associates Training Buccaneer - Vineyard | Protocol - Other | A | Protocol | Released |  | NO | 01/10/2020 18:02:03:238 | Release
SCN072282,A,2,ENSEAL X1 Large Jaw MDR IFU Change Memo | ENSEAL X1 Large Jaw MDR IFU Change Memo | ECR/ECP supportive documents | A | Scanned (Hardcopy) Item | Released |  | NO | 01/09/2020 14:43:10:652 | Release
SRC002573,D,2,Software for Sales Unit Smart System Packaging E17142 | Software for Sales Unit Smart System Packaging E17142 | Equipment Software | D | Software (Source Code) | Released |  | NO | 01/09/2020 07:28:51:062 | Release
SRC002574,B,2,Software for Label Printer for single Box E17390 | Software for Label Printer for single Box E17390 | Equipment Software | B | Software (Source Code) | Released |  | NO | 01/09/2020 07:28:50:047 | Release
SCN071784,A,1,1911-0221 CSZ 3_4 PRC093002 Brick Test SCN052111_11-27_12-09_10-19 | 1911-0221 CSZ 3_4 PRC093002 Brick Test SCN052111_11-27_12-09_10-19 | RDL Test Data | A | Scanned (Hardcopy) Item | Released |  | NO | 01/08/2020 08:17:42:692 | Release
DR000592,A,3,02NSLX120L - Brick Unrestricted EEPROM | 02NSLX120L - Brick Unrestricted EEPROM | PCO | A | Design Requirement | Released |  | NO | 01/07/2020 17:20:53:644 | Release
CA082358,B,2,M4 D37118P02 and D37119P02 cross cualification at Tecnimark | M4 D37118P02 and D37119P02 cross cualification at Tecnimark | Supplier Process Change | B | Component Approval Document | Released |  | NO | 01/06/2020 18:02:51:501 | Release
CA082474,A,2,D44153P02_ACTIVE ROD_CONTROL PLAN | D44153P02_ACTIVE ROD_CONTROL PLAN | Control Plan | A | Component Approval Document | Released |  | NO | 01/02/2020 10:38:37:444 | Release
CA082473,A,3,D44153P02_ACTIVE ROD_PFMEA | D44153P02_ACTIVE ROD_PFMEA | Supplier Process FMEA | A | Component Approval Document | Released |  | NO | 01/02/2020 10:37:40:819 | Release
CA082369,A,2,Cap. Study - M4 cross qualification U06 to G14 | Cap. Study - M4 cross qualification U06 to G14 | Capability Study | A | Component Approval Document | Released |  | NO | 12/20/2019 12:24:17:906 | Release
PRC090786,A,4,Brick Grasping Force | Brick Grasping Force | None | A | Engineering Study | Rejected |  | NO | 12/20/2019 12:24:09:531 | WIP
CA082368,A,1,FAI - M4 cross qualification U06 to G14 | FAI - M4 cross qualification U06 to G14 | First Article | A | Component Approval Document | Released |  | NO | 12/20/2019 11:31:36:707 | Release
DOC027420,B,4,Brick EEPROM Configuration List | Brick EEPROM Configuration List | None | B | EPI Generic Document | Released |  | NO | 12/20/2019 11:22:49:250 | Release
PRC091171,A,11,Upper Electrode Test Puck DV Build | Upper Electrode Test Puck DV Build | None | A | Completion Report | Released |  | NO | 12/19/2019 16:30:15:912 | Release
DOC027382,A,4,Franchise Validation Assessment ECR1393 Unrestricted EEPROM | Franchise Validation Assessment ECR1393 Unrestricted EEPROM | Validation Assessment | A | EPI Generic Document | Released |  | NO | 12/19/2019 12:44:34:727 | Release
PRC092631,A,6,Performance Qualification of new EEPROM Map for NSLX120L Completion Report | Performance Qualification of new EEPROM Map for NSLX120L Completion Report | None | A | Completion Report | Released |  | NO | 12/19/2019 12:44:34:711 | Release
RMD001074,K,3,Project Brick AFMEA | Project Brick AFMEA | Application FMEA-Legacy | K | Risk Management Document | Released |  | NO | 12/19/2019 12:44:34:633 | Release
PRC075459,B,5,SV for Label Printer for single Box E17390 for Brick Line #149 | SV for Label Printer for single Box E17390 for Brick Line #149 | None | B | Completion Report | Released |  | NO | 12/19/2019 12:44:34:539 | Release
PRC075461,D,4,SV For Sales Unit Smart System Packaging E17142 for Brick Line #149 | SV For Sales Unit Smart System Packaging E17142 for Brick Line #149 | None | D | Completion Report | Released |  | NO | 12/19/2019 12:44:34:539 | Release
PRC092478,A,4,ECR0001393 DVT Completion Report | ECR0001393 DVT Completion Report | None | A | Completion Report | Released |  | NO | 12/19/2019 12:44:34:492 | Release
PRC075458,B,8,SV for Label Printer for single Box E17390 for Brick Line #149 | SV for Label Printer for single Box E17390 for Brick Line #149 | Protocol Software Validation | B | Protocol | Released |  | NO | 12/19/2019 12:44:34:477 | Release
PRC075460,D,9,SV For Sales Unit Smart System Packaging E17142 for Brick Line #149 | SV For Sales Unit Smart System Packaging E17142 for Brick Line #149 | Protocol Software Validation | D | Protocol | Released |  | NO | 12/19/2019 12:44:34:477 | Release
SCN069356,A,2,ENSEAL X1 Large Jaw Uncontrolled EEPROM RMR | ENSEAL X1 Large Jaw Uncontrolled EEPROM RMR | Risk Management Review Meeting Minutes | A | Scanned (Hardcopy) Item | Released |  | NO | 12/19/2019 12:44:34:398 | Release
SCN068671,A,2,02NSLX120L | 02NSLX120L | Pressure Sensitive Label | A | Scanned (Hardcopy) Item | Released |  | NO | 12/19/2019 12:44:34:383 | Release
SRC003193,A,5,Unrestricted EEPROM Brick Parameter Files | Unrestricted EEPROM Brick Parameter Files | Product Software/Firmware | A | Software (Source Code) | Released |  | NO | 12/19/2019 12:44:34:336 | Release
DR000427,G,6,Interface Requirements Document for R1A Brick Instrument | Interface Requirements Document for R1A Brick Instrument | Interface Requirements Document | G | Design Requirement | Released |  | NO | 12/19/2019 12:44:34:289 | Release
RMD001040,H,2,Enseal Tissue Sealers PMS Plan | Enseal Tissue Sealers PMS Plan | Post Market Surveillance Plan | H | Risk Management Document | Released |  | NO | 12/19/2019 10:24:27:171 | Release
SCN071730,A,1,1912-0071 Elie Laumond Brick Electrode Pads Microhardness Tester - BUEHLER_ Test | 1912-0071 Elie Laumond Brick Electrode Pads Microhardness Tester - BUEHLER_ Test | RDL Test Data | A | Scanned (Hardcopy) Item | Released |  | NO | 12/18/2019 14:56:29:136 | Release
PRC093614,A,3,Validation Plan ECR0001393 Unrestricted EEPROM | Validation Plan ECR0001393 Unrestricted EEPROM | Protocol - Other | A | Protocol | Released |  | NO | 12/17/2019 15:36:43:489 | Release
PRC091664,A,3,NSLX120L ECR-1110 DV Build 2 Report | NSLX120L ECR-1110 DV Build 2 Report | None | A | Completion Report | Released |  | NO | 12/17/2019 14:48:00:793 | Release
PRC091138,A,6,Brick MAS OP95 GR&R Trasfer Out Station | Brick MAS OP95 GR&R Trasfer Out Station | None | A | Engineering Study | Released |  | NO | 12/17/2019 13:45:03:448 | Release
PRC091130,A,3,Brick MAS OP70 GR&R Rotator Cap Assembly | Brick MAS OP70 GR&R Rotator Cap Assembly | None | A | Engineering Study | Released |  | NO | 12/16/2019 15:56:10:165 | Release
PRC091123,A,4,Brick MAS OP50 GR&R Handle Assembly #4 | Brick MAS OP50 GR&R Handle Assembly #4 | None | A | Engineering Study | Released |  | NO | 12/16/2019 12:29:48:908 | Release
PRC091122,A,5,Brick MAS OP40 GR&R Handle Assembly #3 | Brick MAS OP40 GR&R Handle Assembly #3 | None | A | Engineering Study | Released |  | NO | 12/16/2019 12:25:08:594 | Release
PRC093578,A,3,Brick NSLX120L Biocompatibility Build | Brick NSLX120L Biocompatibility Build | None | A | Engineering Study | Released |  | NO | 12/13/2019 11:18:44:096 | Release
SCN071641,A,2,1912-0076 Elie Laumond Brick Electrode Jaw Flatness VR5000 Test | 1912-0076 Elie Laumond Brick Electrode Jaw Flatness VR5000 Test | RDL Test Data | A | Scanned (Hardcopy) Item | Released |  | NO | 12/12/2019 16:07:20:904 | Release
PRC092806,A,3,2019 EO Requalification and Natural Product Resistance Testing for Products Sterilized at Steris EP1 in El | 2019 EO Requalification and Natural Product Resistance Testing for Products Sterilized at Steris EP1 in El Paso | Sterilization Validation | A | Protocol | Released |  | NO | 12/11/2019 10:50:25:765 | Release
SCN071563,A,1,E18645 Software Test Cases | E18645 Software Test Cases | None | A | Scanned (Hardcopy) Item | Released |  | NO | 12/10/2019 16:29:48:633 | Release
CA081818,A,1,SPCR Upper and Lower Jaws MIM Mold Tools | SPCR Upper and Lower Jaws MIM Mold Tools | Supplier Process Change | A | Component Approval Document | Released |  | NO | 12/10/2019 13:59:55:349 | Release
TRP001549,E,2,Reclamation Device | Reclamation Device | None | E | Assembly Operation | Released |  | NO | 12/05/2019 04:02:56:559 | Release
PRC092105,A,3,Process Characterization Study for E18645A and E18645B | Process Characterization Study for E18645A and E18645B | None | A | Engineering Study | Released |  | NO | 12/03/2019 15:55:09:961 | Release
PRC091917,A,4,OP080 Electrical Set-up Verification | OP080 Electrical Set-up Verification | None | A | Engineering Study | Released |  | NO | 12/02/2019 15:38:26:180 | Release
PRC092660,A,6,Installation Qualification Protocol For Dummy Device Jaw Gap Fixture | Installation Qualification Protocol For Dummy Device Jaw Gap Fixture | Protocol Equipment Install Qual | A | Protocol | Released |  | NO | 12/02/2019 15:31:00:882 | Release
PRC091916,A,1,OP080 Visions Verification | OP080 Visions Verification | None | A | Engineering Study | Released |  | NO | 12/02/2019 12:15:49:043 | Release
PRC092998,A,3,Brick Shaft Line Jaw Gap TMV for ECR0001751 | Brick Shaft Line Jaw Gap TMV for ECR0001751 | Protocol - Other | A | Protocol | Released |  | NO | 11/25/2019 17:46:30:178 | Release
CA082327,A,1,Process Qualification for D38282G04 - Outer Tube W/ Heat Shrink | Process Qualification for D38282G04 - Outer Tube W/ Heat Shrink | Capability Study | A | Component Approval Document | Released |  | NO | 11/25/2019 16:54:35:562 | Release
CA082328,A,1,FAI for D38282G04 - Outer Tube W/Heat Shrink | FAI for D38282G04 - Outer Tube W/Heat Shrink | First Article | A | Component Approval Document | Released |  | NO | 11/25/2019 16:47:47:968 | Release
PRC093326,A,1,EB4 Glue Delamination Study | EB4 Glue Delamination Study | None | A | Engineering Study | Working |  | NO | 11/22/2019 15:26:00:888 | NA_erobers2
PRC091564,A,1,Brick FGQA OP080 GR&R Latch-Unlatch | Brick FGQA OP080 GR&R Latch-Unlatch | None | A | Engineering Study | Released |  | NO | 11/19/2019 17:07:07:184 | Release
PRC091113,A,5,Brick MAS OP020 GR&R Vision System | Brick MAS OP020 GR&R Vision System | None | A | Engineering Study | Released |  | NO | 11/14/2019 16:33:47:348 | Release
PRC091568,A,2,PRC091568 Brick FGQA OP080 GR&R Knife Return | PRC091568 Brick FGQA OP080 GR&R Knife Return | None | A | Engineering Study | Released |  | NO | 11/14/2019 16:22:42:459 | Release
PRC091131,A,3,OP080 HiPot GRR | OP080 HiPot GRR | None | A | Engineering Study | Released |  | NO | 11/14/2019 14:52:10:890 | Release
PRC091133,A,8,OP080 Electrical Tests GRR | OP080 Electrical Tests GRR | None | A | Engineering Study | Released |  | NO | 11/14/2019 14:41:38:955 | Release
PRC091914,A,3,OP080 Pin Measurement Study | OP080 Pin Measurement Study | None | A | Engineering Study | Released |  | NO | 11/14/2019 14:36:37:308 | Release
SCN062618,B,2,02NSLX120L | 02NSLX120L | Pressure Sensitive Label | B | Scanned (Hardcopy) Item | Released |  | NO | 11/12/2019 16:07:07:017 | Release
PRC090653,A,4,B&F Testing for Brick Electrode Materials | B&F Testing for Brick Electrode Materials | None | A | Engineering Study | Released |  | NO | 11/12/2019 11:58:04:529 | Release
PRC092611,A,5,Performance Qualification of New EEPROM Map for NSLX120L | Performance Qualification of New EEPROM Map for NSLX120L | Protocol Performance Qualification | A | Protocol | Released |  | NO | 11/11/2019 17:59:19:849 | Release
PRC090730,A,2,Brick Jaw Gap Inspection Compatibility Study Current Jaw assembly fixture to Dummy Device | Brick Jaw Gap Inspection Compatibility Study Current Jaw assembly fixture to Dummy Device | None | A | Engineering Study | Rejected |  | NO | 11/11/2019 11:41:32:945 | WIP
PRC091091,B,3,Brick Electrode Visual Inspection GR&R | Brick Electrode Visual Inspection GR&R | None | B | Engineering Study | Released |  | NO | 11/11/2019 10:43:04:949 | Release
PRC075459,A,4,SV for Label Printer for single Box E17390 for Brick Line #149 | SV for Label Printer for single Box E17390 for Brick Line #149 | None | A | Completion Report | Released |  | NO | 11/08/2019 17:18:38:631 | Release
SCN069550,B,3,1909-0238 Clearwater PRC091442A Tests | 1909-0238 Clearwater PRC091442A Tests | RDL Test Data | B | Scanned (Hardcopy) Item | Released |  | NO | 11/07/2019 09:02:11:157 | Release
PRC077674,B,2,Gage R&R for Blister Sealer E17141 Maximo ID ES1369 | Gage R&R for Blister Sealer E17141 Maximo ID ES1369 | None | B | Engineering Study | Released |  | NO | 11/06/2019 12:15:50:821 | Release
PRC091114,A,3,Vision System Gage R&R Brick Device E19508 | Vision System Gage R&R Brick Device E19508 | None | A | Engineering Study | Working |  | YES | 11/06/2019 10:44:59:205 | NA_pkrier
PRC091114,A,2,Vision System Gage R&R Brick Device E19508 | Vision System Gage R&R Brick Device E19508 | None | A | Engineering Study | Working |  | NO | 11/06/2019 10:44:59:049 | WIP
PRC077362,C,2,Sales Unit Smart System Packaging Gage R&R E17142 | Sales Unit Smart System Packaging Gage R&R E17142 | None | C | Engineering Study | Released |  | NO | 11/04/2019 11:39:14:744 | Release
PRC091414,B,6,Feasibility build for Brick with alternate Outer Tube | Feasibility build for Brick with alternate Outer Tube | None | B | Engineering Study | Released |  | NO | 10/29/2019 12:49:41:699 | Release
CA066447,B,1,Blister Sealing Machine | Blister Sealing Machine | Equipment Requirements Review | B | Component Approval Document | Working |  | NO | 10/29/2019 11:43:16:614 | NA_aarriet1
PR001420,D,1,Shaft Brick Line 147 Manufacuring Control Plan | Shaft Brick Line 147 Manufacuring Control Plan | Manufacturing Process Control Plan | D | General Processing Document | Working |  | NO | 10/29/2019 04:29:02:318 | WIP
SCN070081,A,1,1910-0124 CSZ 3 Brick Test SCN052111_10-10-19 | 1910-0124 CSZ 3 Brick Test SCN052111_10-10-19 | RDL Test Data | A | Scanned (Hardcopy) Item | Released |  | NO | 10/28/2019 12:47:46:030 | Release
PRC092230,A,1,Orchard - Brick - Sealer GR&R | Orchard - Brick - Sealer GR&R | Protocol - Other | A | Protocol | Released |  | NO | 10/23/2019 11:52:46:721 | Release
PRC076663,B,1,Label Printer for Single Carton Gage R&R E17390 | Label Printer for Single Carton Gage R&R E17390 | None | B | Engineering Study | Released |  | NO | 10/22/2019 18:24:07:163 | Release
PRC088904,B,1,Brick E17119 Electrode Assembly GR&R Protocol | Brick E17119 Electrode Assembly GR&R Protocol | Protocol - Other | B | Protocol | Released |  | NO | 10/22/2019 14:00:16:139 | Release
PRC092477,A,3,ECR0001393 Design Verification Testing | ECR0001393 Design Verification Testing | Protocol - Other | A | Protocol | Released |  | NO | 10/21/2019 17:34:09:095 | Release
P10004 (P),EU,5,General Packaging Requirements | General Packaging Requirements | Process Specification (P) | EU | Specification | Released |  | NO | 10/19/2019 16:42:20:289 | Release
PRC092232,A,2,Orchard - Brick - Carton Labeling GR&R | Orchard - Brick - Carton Labeling GR&R | Protocol - Other | A | Protocol | Released |  | NO | 10/18/2019 04:45:09:114 | Release
DOC027153,A,7,Validation Assesment for Jaw Gap Inspection fixture | Validation Assesment for Jaw Gap Inspection fixture | None | A | EPI Generic Document | Released |  | NO | 10/17/2019 18:06:44:175 | Release
PRC092539,A,1,Enseal Mixing Silicon Dipping Solution Method | Enseal Mixing Silicon Dipping Solution Method | None | A | Engineering Study | Rejected |  | NO | 10/16/2019 18:44:43:792 | WIP
RMD001282,B,5,Project Brick (NSLX120L) Package DFMEA | Project Brick (NSLX120L) Package DFMEA | Design FMEA (packaging)-Legacy | B | Risk Management Document | Released |  | NO | 10/14/2019 13:46:29:154 | Release
CA080455,A,3,D37118-ISheet | D37118-ISheet | Inspection Sheet RMI | A | Component Approval Document | Released |  | NO | 10/11/2019 05:27:10:133 | Release
CA080456,A,4,D37119-ISheet | D37119-ISheet | Inspection Sheet RMI | A | Component Approval Document | Released |  | NO | 10/11/2019 05:27:10:086 | Release
PRC091412,A,4,Brick - D.V. Verify by Inspection, G10002, etc. | Brick - D.V. Verify by Inspection, G10002, etc. | None | A | Engineering Study | Released |  | NO | 10/10/2019 17:03:31:612 | Release
CA069277,A,1,FAI, Contract Cover, Brick | FAI, Contract Cover, Brick | First Article | A | Component Approval Document | Released |  | NO | 10/10/2019 12:16:51:821 | Release
CA069280,A,1,PFMEA, Contact Cover, Brick | PFMEA, Contact Cover, Brick | Supplier Process FMEA | A | Component Approval Document | Released |  | NO | 10/10/2019 12:16:51:602 | Release
CA069276,A,2,CRR, Contact Cover, Brick | CRR, Contact Cover, Brick | Component Requirements Review | A | Component Approval Document | Released |  | NO | 10/10/2019 12:16:51:493 | Release
CA069279,A,2,Control Plan, Contact Cover, Brick | Control Plan, Contact Cover, Brick | Control Plan | A | Component Approval Document | Released |  | NO | 10/10/2019 12:16:51:368 | Release
CA069278,A,4,CAP Study, Contact Cover, Brick | CAP Study, Contact Cover, Brick | Capability Study | A | Component Approval Document | Released |  | NO | 10/10/2019 12:16:51:274 | Release
CA075666,A,2,D38418-SPCR | D38418-SPCR | Supplier Process Change | A | Component Approval Document | Released |  | NO | 10/10/2019 12:16:50:899 | Release
PRC092189,A,2,Completion Report of Inventory Built Protocol for new G level for shaft and device in the Brick line 149 | Completion Report of Inventory Built Protocol for new G level for shaft and device in the Brick line 149 | None | A | Completion Report | Released |  | NO | 10/10/2019 12:10:11:862 | Release
PRC092234,A,1,Orchard - Brick - RSC Station GR&R | Orchard - Brick - RSC Station GR&R | Protocol - Other | A | Protocol | Working |  | NO | 10/09/2019 13:03:14:897 | NA_gtinti1
PRC092278,A,4,Vineyard Brick Device FAT | Vineyard Brick Device FAT | Protocol - Other | A | Protocol | Released |  | NO | 10/08/2019 14:58:13:908 | Release
CA074548,A,3,D44153-PFMEA | D44153-PFMEA | Supplier Process FMEA | A | Component Approval Document | Released |  | NO | 10/08/2019 13:37:16:148 | Release
CA074546,A,2,D44153-FAI | D44153-FAI | First Article | A | Component Approval Document | Released |  | NO | 10/08/2019 13:37:16:007 | Release
CA074549,A,1,D44153-TRR | D44153-TRR | Tooling Requirements Review (TRR) | A | Component Approval Document | Released |  | NO | 10/08/2019 13:37:15:851 | Release
CA074545,A,4,D44153-CP | D44153-CP | Control Plan | A | Component Approval Document | Released |  | NO | 10/08/2019 13:37:15:366 | Release
CA074543,A,3,D44153-CAP | D44153-CAP | Capability Study | A | Component Approval Document | Released |  | NO | 10/08/2019 13:37:15:007 | Release
CA068250,B,4,D36868P02_Closure_Lever_CRR | D36868P02_Closure_Lever_CRR | Component Requirements Review | B | Component Approval Document | Released |  | NO | 10/07/2019 14:56:27:422 | Release
CA068250,A,1,D36868P02_Closure_Lever_CRR | D36868P02_Closure_Lever_CRR | Component Requirements Review | A | Component Approval Document | Released |  | NO | 10/07/2019 14:56:26:610 | Release
SCN069546,A,1,1909-0239 Pkg PRC091442A Clearwater Test PR001321_10-01-19 | 1909-0239 Pkg PRC091442A Clearwater Test PR001321_10-01-19 | RDL Test Data | A | Scanned (Hardcopy) Item | Released |  | NO | 10/07/2019 12:38:10:828 | Release
TR011073,B,5,Training Manual for Shaft line 147 of Brick | Training Manual for Shaft line 147 of Brick | None | B | Assembly Training Manual | Released |  | NO | 10/07/2019 05:04:15:838 | Release
PRC092276,A,5,Vineyard Brick Shaft FAT Protocol | Vineyard Brick Shaft FAT Protocol | Protocol - Other | A | Protocol | Released |  | NO | 10/03/2019 15:51:23:129 | Release
CA072565,A,3,D39443G01 LOWER ELECTRODE NEW INSERTS SPCR | D39443G01 LOWER ELECTRODE NEW INSERTS SPCR | Supplier Process Change | A | Component Approval Document | Released |  | NO | 10/03/2019 13:01:11:553 | Release
CA066431,B,2,Heat Shrink Active Rod Equipment | Heat Shrink Active Rod Equipment | Equipment Requirements Review | B | Component Approval Document | Released |  | NO | 10/03/2019 13:01:11:381 | Release
CA069521,A,2,D39443_Lower_Electrode_Overmolded_TRR | D39443_Lower_Electrode_Overmolded_TRR | Tooling Requirements Review (TRR) | A | Component Approval Document | Released |  | NO | 10/03/2019 13:01:10:553 | Release
CA069522,A,2,D39443_Lower_Electrode_Tail (Overmold)_TRR | D39443_Lower_Electrode_Tail (Overmold)_TRR | Tooling Requirements Review (TRR) | A | Component Approval Document | Released |  | NO | 10/03/2019 13:01:09:850 | Release
PRC091582,A,5,D38282G02/G04 Outer Tube with Heat Shrink Biocompatibility Test build | D38282G02/G04 Outer Tube with Heat Shrink Biocompatibility Test build | None | A | Engineering Study | Released |  | NO | 09/30/2019 12:06:04:742 | Release
CA068253,A,1,D36868P02_Closure Lever_PFMEA | D36868P02_Closure Lever_PFMEA | Supplier Process FMEA | A | Component Approval Document | Released |  | NO | 09/30/2019 11:39:42:346 | Release
PRC091461,A,8,ECR-1110 Performance Qualification Report | ECR-1110 Performance Qualification Report | None | A | Completion Report | Released |  | NO | 09/30/2019 11:39:42:284 | Release
PRC091629,B,7,Brick, DV Verify by Inspection, G10002, etc. | Brick, DV Verify by Inspection, G10002, etc. | None | B | Engineering Study | Released |  | NO | 09/30/2019 11:39:42:252 | Release
PRC092087,A,1,ECR1110 DV2 Test Completion Report | ECR1110 DV2 Test Completion Report | None | A | Completion Report | Released |  | NO | 09/30/2019 11:39:42:206 | Release
PRC092086,A,1,ECR1110 DV2 Test Protocol | ECR1110 DV2 Test Protocol | Protocol - Other | A | Protocol | Released |  | NO | 09/30/2019 11:39:42:190 | Release
CA068345,D,8,D37118P02_Right_Shroud_CS | D37118P02_Right_Shroud_CS | Capability Study | D | Component Approval Document | Released |  | NO | 09/30/2019 11:39:42:159 | Release
SCN068707,A,1,Rationale for Simulated Sterilization | Rationale for Simulated Sterilization | None | A | Scanned (Hardcopy) Item | Released |  | NO | 09/30/2019 11:39:42:159 | Release
CA068343,C,3,D37118P02_Right_Shroud_CRR | D37118P02_Right_Shroud_CRR | Component Requirements Review | C | Component Approval Document | Released |  | NO | 09/30/2019 11:39:42:143 | Release
CA068350,C,3,D37119P02_Left_Shroud_CRR | D37119P02_Left_Shroud_CRR | Component Requirements Review | C | Component Approval Document | Released |  | NO | 09/30/2019 11:39:42:127 | Release
CA068352,D,5,D37119P02_Left Shroud_CS | D37119P02_Left Shroud_CS | Capability Study | D | Component Approval Document | Released |  | NO | 09/30/2019 11:39:42:127 | Release
CA068351,C,5,D37119P02_Left Shroud_FAI | D37119P02_Left Shroud_FAI | First Article | C | Component Approval Document | Released |  | NO | 09/30/2019 11:39:42:112 | Release
CA068344,C,4,D37118P02_Right_Shroud_FAI | D37118P02_Right_Shroud_FAI | First Article | C | Component Approval Document | Released |  | NO | 09/30/2019 11:39:42:096 | Release
PRC089284,B,5,Brick ECR1110 DV Build Completion Report | Brick ECR1110 DV Build Completion Report | None | B | Completion Report | Released |  | NO | 09/30/2019 11:39:42:034 | Release
PRC074789,E,4,Brick Device Line Gage R&R for Transfer Pallet Vision System E17130 | Brick Device Line Gage R&R for Transfer Pallet Vision System E17130 | None | E | Engineering Study | Released |  | NO | 09/30/2019 11:39:42:018 | Release
PRC074623,C,4,Vision System Gage R&R in Equipment E17135 of Brick Line (Handle Assembly) | Vision System Gage R&R in Equipment E17135 of Brick Line (Handle Assembly) | None | C | Engineering Study | Released |  | NO | 09/30/2019 11:39:42:002 | Release
CA068255,A,7,D36868_Closure_Lever_I_Sheet | D36868_Closure_Lever_I_Sheet | Inspection Sheet RMI | A | Component Approval Document | Released |  | NO | 09/30/2019 11:39:41:987 | Release
PRC074067,C,3,Brick Device Line 149, GR&R - E17134 | Brick Device Line 149, GR&R - E17134 | None | C | Engineering Study | Released |  | NO | 09/30/2019 11:39:41:971 | Release
SCN068508,A,1,ECR1110 Design Validation Memo | ECR1110 Design Validation Memo | None | A | Scanned (Hardcopy) Item | Released |  | NO | 09/30/2019 11:39:41:971 | Release
PRC074066,C,4,Brick Device Line 149 GRR Vision System E17133 | Brick Device Line 149 GRR Vision System E17133 | None | C | Engineering Study | Released |  | NO | 09/30/2019 11:39:41:955 | Release
PRC089617,A,2,ECR1110 Design Verification Testing | ECR1110 Design Verification Testing | None | A | Completion Report | Released |  | NO | 09/30/2019 11:39:41:924 | Release
PRC090557,A,1,Installation Qualification for Contact Tooling E17128P90 on Shaft Functional Tester E17128 | Installation Qualification for Contact Tooling E17128P90 on Shaft Functional Tester E17128 | None | A | Completion Report | Released |  | NO | 09/30/2019 11:39:41:877 | Release
CA068346,B,1,D37118_Right_Shroud_PFMEA | D37118_Right_Shroud_PFMEA | Supplier Process FMEA | B | Component Approval Document | Released |  | NO | 09/30/2019 11:39:41:862 | Release
CA068353,B,1,D37119P02_Left Shroud_PFMEA | D37119P02_Left Shroud_PFMEA | Supplier Process FMEA | B | Component Approval Document | Released |  | NO | 09/30/2019 11:39:41:862 | Release
PRC089616,A,2,ECR1110 Design Verification Testing | ECR1110 Design Verification Testing | Protocol - Other | A | Protocol | Released |  | NO | 09/30/2019 11:39:41:830 | Release
PRC089283,A,1,Brick ECR1110 DV Build Protocol | Brick ECR1110 DV Build Protocol | Protocol Engineering Pilot | A | Protocol | Released |  | NO | 09/30/2019 11:39:41:784 | Release
RMD001261,E,5,Project Brick - DFMEA | Project Brick - DFMEA | Design FMEA (device)-Legacy | E | Risk Management Document | Released |  | NO | 09/30/2019 11:39:41:674 | Release
CA068252,A,2,D36868P02_Closure Lever_CS | D36868P02_Closure Lever_CS | Capability Study | A | Component Approval Document | Released |  | NO | 09/30/2019 11:39:41:580 | Release
CA068254,A,2,D36868P02_Closure Lever_CP | D36868P02_Closure Lever_CP | Control Plan | A | Component Approval Document | Released |  | NO | 09/30/2019 11:39:41:580 | Release
CA068251,A,2,D36868P02_Closure Lever_FAI | D36868P02_Closure Lever_FAI | First Article | A | Component Approval Document | Released |  | NO | 09/30/2019 11:39:41:565 | Release
SCN069368,A,1,Design Review DRVW0000865 Risk RSK00000970 Response | Design Review DRVW0000865 Risk RSK00000970 Response | None | A | Scanned (Hardcopy) Item | Released |  | NO | 09/26/2019 23:44:41:143 | Release
SCN069350,A,3,Design Review DRVW0000865 Risk RSK00000969 Response | Design Review DRVW0000865 Risk RSK00000969 Response | None | A | Scanned (Hardcopy) Item | Released |  | NO | 09/26/2019 16:00:57:255 | Release
SCN069323,A,2,Design Review DRVW0000865 Risk Close-out Response | Design Review DRVW0000865 Risk Close-out Response | Design Review Documents | A | Scanned (Hardcopy) Item | Released |  | NO | 09/26/2019 15:24:52:879 | Release
SCN069188,A,1,1909-0142 Brick PRC092086 Torque-to-Rotate | 1909-0142 Brick PRC092086 Torque-to-Rotate | RDL Test Data | A | Scanned (Hardcopy) Item | Released |  | NO | 09/26/2019 13:59:18:395 | Release
SCN069154,A,1,1909-0142 Brick PRC092086 Abuse Load Opening | 1909-0142 Brick PRC092086 Abuse Load Opening | RDL Test Data | A | Scanned (Hardcopy) Item | Released |  | NO | 09/26/2019 10:18:34:555 | Release
SCN068676,A,5,04NSLX120L | 04NSLX120L | Pressure Sensitive Label | A | Scanned (Hardcopy) Item | Released |  | NO | 09/25/2019 13:19:55:939 | Release
SCN068674,A,6,03NSLX120L | 03NSLX120L | Pressure Sensitive Label | A | Scanned (Hardcopy) Item | Released |  | NO | 09/25/2019 13:17:53:922 | Release
PRC092188,A,4,INVENTORY BUILT PROTOCOL FOR NEW G LEVEL FOR SHAFT AND DEVICE IN THE BRICK LINE 149 | INVENTORY BUILT PROTOCOL FOR NEW G LEVEL FOR SHAFT AND DEVICE IN THE BRICK LINE 149 | Protocol - Other | A | Protocol | Released |  | NO | 09/24/2019 18:58:58:311 | Release
SCN048540,C,1,Brick Preclinical Summary | Brick Preclinical Summary | Pre-Clin Strategy | C | Scanned (Hardcopy) Item | Working |  | NO | 09/24/2019 15:16:46:250 | WIP
SCN048540,B,1,Brick Preclinical Summary | Brick Preclinical Summary | Pre-Clin Strategy | B | Scanned (Hardcopy) Item | Released |  | NO | 09/23/2019 16:33:49:522 | Release
SCN069153,A,1,1909-0127 CSZ 3 PRC092086 Brick Test SCN052111_09-17-19 | 1909-0127 CSZ 3 PRC092086 Brick Test SCN052111_09-17-19 | RDL Test Data | A | Scanned (Hardcopy) Item | Released |  | NO | 09/23/2019 14:07:07:947 | Release
PRC091462,A,2,Jabil Associates Training Brick - Vineyard | Jabil Associates Training Brick - Vineyard | Protocol - Other | A | Protocol | Released |  | NO | 09/19/2019 10:39:00:142 | Release
PRC092062,A,2,NSLX120L Shroud Equivalency Assessment | NSLX120L Shroud Equivalency Assessment | None | A | Engineering Study | Released |  | NO | 09/17/2019 15:58:58:011 | Release
PRC092074,A,4,EHS&S Job Safety Analysis for Change in palletizing configuration | EHS&S Job Safety Analysis for Change in palletizing configuration | None | A | Engineering Study | Released |  | NO | 09/13/2019 10:31:25:694 | Release
PRC091541,A,2,Completion report of PRC091540 Confirmation Run | Completion report of PRC091540 Confirmation Run | None | A | Completion Report | Released |  | NO | 09/12/2019 18:55:57:058 | Release
SCN068389,A,1,ECR0001605- Phase 4: Analysis of Pallet Change for NSLX120L, HARHD20 and HARHD36 product codes | ECR0001605- Phase 4: Analysis of Pallet Change for NSLX120L, HARHD20 and HARHD36 product codes | None | A | Scanned (Hardcopy) Item | Released |  | NO | 09/12/2019 18:55:57:042 | Release
PRC091540,A,10,Confirmation run for pallet configuration optimization on HARHD and NSLX120L codes | Confirmation run for pallet configuration optimization on HARHD and NSLX120L codes | Protocol - Other | A | Protocol | Released |  | NO | 09/12/2019 18:55:57:026 | Release
PRC090997,A,6,GR&R for OP110 Silicone Dip and Cure Station | GR&R for OP110 Silicone Dip and Cure Station | None | A | Engineering Study | Released |  | NO | 09/12/2019 15:37:39:065 | Release
PRC090756,A,5,Process Characterization Study for OP100 | Process Characterization Study for OP100 | None | A | Engineering Study | Released |  | NO | 09/11/2019 19:13:06:541 | Release
SCN068786,A,1,1908-0292 CSZ 3 Brick Test PR001321_09-04-19 | 1908-0292 CSZ 3 Brick Test PR001321_09-04-19 | RDL Test Data | A | Scanned (Hardcopy) Item | Released |  | NO | 09/11/2019 10:15:28:502 | Release
PRC091460,A,9,ECR-1110 Performance Qualification | ECR-1110 Performance Qualification | Protocol Performance Qualification | A | Protocol | Released |  | NO | 09/10/2019 16:06:09:932 | Release
PRC085739,B,3,Brick Accelerated Aging, T=60 months, Completion Report | Brick Accelerated Aging, T=60 months, Completion Report | None | B | Completion Report | Released |  | NO | 09/10/2019 11:37:18:281 | Release
PRC085739,A,2,Brick Accelerated Aging, T=60 months, Completion Report | Brick Accelerated Aging, T=60 months, Completion Report | None | A | Completion Report | Released |  | NO | 09/10/2019 11:37:17:500 | Release
PRC090925,A,3,GR&R Visual Inspection of Welded Electrodes, Brick, Shaft. | GR&R Visual Inspection of Welded Electrodes, Brick, Shaft. | None | A | Engineering Study | Released |  | NO | 09/09/2019 13:29:55:748 | Release
PRC091261,A,4,Brick, Shaft, Heat Shrink GR&R | Brick, Shaft, Heat Shrink GR&R | None | A | Engineering Study | Released |  | NO | 09/09/2019 09:14:46:503 | Release
SCN068627,A,1,RDL-AML ATL 1908-0296 Eric Roberson 090319 | RDL-AML ATL 1908-0296 Eric Roberson 090319 | RDL Test Data | A | Scanned (Hardcopy) Item | Released |  | NO | 09/06/2019 11:31:13:144 | Release
SCN067587,B,1,New NSLX120L IFU Warning for MDR | New NSLX120L IFU Warning for MDR | None | B | Scanned (Hardcopy) Item | Released |  | NO | 09/05/2019 10:30:25:233 | Release
SCN067587,A,2,New NSLX120L IFU Warning for MDR | New NSLX120L IFU Warning for MDR | None | A | Scanned (Hardcopy) Item | Released |  | NO | 09/05/2019 10:30:24:467 | Release
PR001418,C,4,Visual Aid for Brick Device Reclamation Mark | Visual Aid for Brick Device Reclamation Mark | Photographic Document | C | General Processing Document | Released |  | NO | 09/04/2019 18:07:38:857 | Release
PR001418,A,3,Visual Aid for Brick Device Reclamation Mark | Visual Aid for Brick Device Reclamation Mark | Photographic Document | A | General Processing Document | Released |  | NO | 09/04/2019 18:07:37:685 | Release
PR001418,B,5,Visual Aid for Brick Device Reclamation Mark | Visual Aid for Brick Device Reclamation Mark | Photographic Document | B | General Processing Document | Released |  | NO | 09/04/2019 18:07:37:185 | Release
CA068352,A,2,D37119_Left_Shroud_Cap_Study | D37119_Left_Shroud_Cap_Study | Capability Study | A | Component Approval Document | Released |  | NO | 09/04/2019 15:16:49:243 | Release
CA068344,A,2,D37118_Right_Shroud_FAI | D37118_Right_Shroud_FAI | First Article | A | Component Approval Document | Released |  | NO | 09/04/2019 15:16:48:837 | Release
CA068352,B,1,D37119_Left_Shroud_Cap_Study | D37119_Left_Shroud_Cap_Study | Capability Study | B | Component Approval Document | Released |  | NO | 09/04/2019 15:16:48:587 | Release
CA068351,B,1,D37119P02_Left Shroud_FAI | D37119P02_Left Shroud_FAI | First Article | B | Component Approval Document | Released |  | NO | 09/04/2019 15:16:48:087 | Release
CA073977,A,1,D43272-CP | D43272-CP | Control Plan | A | Component Approval Document | Working |  | NO | 09/04/2019 13:02:02:495 | WIP
CA073975,A,1,D43272-CAP | D43272-CAP | Capability Study | A | Component Approval Document | Working |  | NO | 09/04/2019 13:02:02:370 | WIP
CA073978,A,1,D43272-ISheet | D43272-ISheet | Inspection Sheet RMI | A | Component Approval Document | Working |  | NO | 09/04/2019 13:02:02:276 | WIP
CA073976,A,1,D43272-PFMEA | D43272-PFMEA | Supplier Process FMEA | A | Component Approval Document | Working |  | NO | 09/04/2019 13:02:02:167 | WIP
CA073974,A,1,D43272-FAI | D43272-FAI | First Article | A | Component Approval Document | Working |  | NO | 09/04/2019 13:02:02:073 | WIP
CA073973,A,1,D43272-TRR | D43272-TRR | Tooling Requirements Review (TRR) | A | Component Approval Document | Working |  | NO | 09/04/2019 13:02:01:979 | WIP
CA073980,A,1,D43273-TRR | D43273-TRR | Tooling Requirements Review (TRR) | A | Component Approval Document | Working |  | NO | 09/04/2019 12:59:35:041 | WIP
CA073984,A,1,D43273-CP | D43273-CP | Control Plan | A | Component Approval Document | Working |  | NO | 09/04/2019 12:59:34:948 | WIP
CA073983,A,1,D43273-PFMEA | D43273-PFMEA | Supplier Process FMEA | A | Component Approval Document | Working |  | NO | 09/04/2019 12:59:34:854 | WIP
CA073982,A,1,D43273-CAP | D43273-CAP | Capability Study | A | Component Approval Document | Working |  | NO | 09/04/2019 12:59:34:760 | WIP
CA073981,A,1,D43273-FAI | D43273-FAI | First Article | A | Component Approval Document | Working |  | NO | 09/04/2019 12:59:34:666 | WIP
CA073985,A,1,D43273-ISheet | D43273-ISheet | Inspection Sheet RMI | A | Component Approval Document | Working |  | NO | 09/04/2019 12:59:34:573 | WIP
SCN068430,A,2,ECR1316 Cable Equivalency Memo | ECR1316 Cable Equivalency Memo | None | A | Scanned (Hardcopy) Item | Released |  | NO | 08/29/2019 12:02:39:776 | Release
PRC090602,A,5,Peters PQ Completion Report | Peters PQ Completion Report | None | A | Completion Report | Released |  | NO | 08/29/2019 12:02:39:760 | Release
PRC086951,A,4,Brick Cable Reclamation Fixtures IQ Completion Report | Brick Cable Reclamation Fixtures IQ Completion Report | None | A | Completion Report | Released |  | NO | 08/29/2019 12:02:39:541 | Release
PRC085531,B,2,DV Build for NSLX120L Cable Reclamation | DV Build for NSLX120L Cable Reclamation | None | B | Engineering Study | Released |  | NO | 08/29/2019 12:02:39:526 | Release
CA075536,A,1,D45720_WIRE GUIDE_TRR | D45720_WIRE GUIDE_TRR | Tooling Requirements Review (TRR) | A | Component Approval Document | Released |  | NO | 08/29/2019 12:02:39:463 | Release
SCN068430,B,2,ECR1316 Cable Equivalency Memo | ECR1316 Cable Equivalency Memo | None | B | Scanned (Hardcopy) Item | Released |  | NO | 08/28/2019 12:22:55:549 | Release
SCN053572,A,3,01NSLX120L | 01NSLX120L | Pressure Sensitive Label | A | Scanned (Hardcopy) Item | Released |  | NO | 08/23/2019 12:31:34:460 | Release
SCN044739,A,1,00NSLX120L | 00NSLX120L | Pressure Sensitive Label | A | Scanned (Hardcopy) Item | Released |  | NO | 08/23/2019 12:31:21:757 | Release
SCN062037,A,1,DCM_01NSLX120L_ISOMEDIX/EO | DCM_01NSLX120L_ISOMEDIX/EO | Sterilization Documentation | A | Scanned (Hardcopy) Item | Released |  | NO | 08/21/2019 10:02:25:560 | Release
PRC091663,A,3,Brick ECR0001110 DV Build 2 Protocol | Brick ECR0001110 DV Build 2 Protocol | Protocol - Other | A | Protocol | Released |  | NO | 08/15/2019 07:03:37:559 | Release
PRC088853,A,2,Brick Device Jaw Gap GR&R Completion Report | Brick Device Jaw Gap GR&R Completion Report | None | A | Completion Report | Released |  | NO | 08/12/2019 03:44:09:442 | Release
PRC089829,A,2,Completion report Post production protocol STERIS vessel chamber 1 | Completion report Post production protocol STERIS vessel chamber 1 | None | A | Completion Report | Released |  | NO | 08/09/2019 13:32:01:869 | Release
PRC074623,A,6,Vision System Gage R&R in Equipment E17135 of Brick Line (Handle Assembly) | Vision System Gage R&R in Equipment E17135 of Brick Line (Handle Assembly) | None | A | Engineering Study | Released |  | NO | 08/07/2019 16:26:48:780 | Release
PRC074623,B,3,Vision System Gage R&R in Equipment E17135 of Brick Line (Handle Assembly) | Vision System Gage R&R in Equipment E17135 of Brick Line (Handle Assembly) | None | B | Engineering Study | Released |  | NO | 08/07/2019 16:26:48:389 | Release
PRC074789,A,9,Brick Device Line Gage R&R for Transfer Pallet Vision System E17129 | Brick Device Line Gage R&R for Transfer Pallet Vision System E17129 | None | A | Engineering Study | Released |  | NO | 08/07/2019 16:18:01:825 | Release
PRC074789,B,2,Brick Device Line Gage R&R for Transfer Pallet Vision System E17130 | Brick Device Line Gage R&R for Transfer Pallet Vision System E17130 | None | B | Engineering Study | Released |  | NO | 08/07/2019 16:18:01:388 | Release
PRC074789,C,4,Brick Device Line Gage R&R for Transfer Pallet Vision System E17130 | Brick Device Line Gage R&R for Transfer Pallet Vision System E17130 | None | C | Engineering Study | Released |  | NO | 08/07/2019 16:18:01:075 | Release
PRC074789,D,4,Brick Device Line Gage R&R for Transfer Pallet Vision System E17130 | Brick Device Line Gage R&R for Transfer Pallet Vision System E17130 | None | D | Engineering Study | Released |  | NO | 08/07/2019 16:18:00:434 | Release
PRC074066,A,3,Brick Device Line 149 GRR Vision System E17133 | Brick Device Line 149 GRR Vision System E17133 | None | A | Engineering Study | Released |  | NO | 08/07/2019 15:57:07:630 | Release
PRC074066,B,4,Brick Device Line 149 GRR Vision System E17133 | Brick Device Line 149 GRR Vision System E17133 | None | B | Engineering Study | Released |  | NO | 08/07/2019 15:57:07:129 | Release
PRC089260,A,3,Brick - Design Verification Testing Completion Report for ECR0000945 | Brick - Design Verification Testing Completion Report for ECR0000945 | None | A | Completion Report | Released |  | NO | 08/01/2019 17:02:44:139 | Release
PRC074067,A,10,Brick Device Line 149, GR&R - E17134 | Brick Device Line 149, GR&R - E17134 | None | A | Engineering Study | Released |  | NO | 08/01/2019 16:20:14:289 | Release
PRC074067,B,3,Brick Device Line 149, GR&R - E17134 | Brick Device Line 149, GR&R - E17134 | None | B | Engineering Study | Released |  | NO | 08/01/2019 16:20:13:508 | Release
SCN067422,A,3,RDL-AML ATL 1907-0187 Elie Laumond 072419 | RDL-AML ATL 1907-0187 Elie Laumond 072419 | RDL Test Data | A | Scanned (Hardcopy) Item | Released |  | NO | 07/31/2019 09:06:19:289 | Release
PRC091170,A,2,Brick ECR945 Test Puck DV Build | Brick ECR945 Test Puck DV Build | Protocol Engineering Pilot | A | Protocol | Released |  | NO | 07/22/2019 10:05:34:029 | Release
PRC088874,B,3,Brick E17117 Jaw Glue Application Station Attribute GR&R Protocol | Brick E17117 Jaw Glue Application Station Attribute GR&R Protocol | Protocol - Other | B | Protocol | Released |  | NO | 07/22/2019 10:04:57:310 | Release
PRC088874,A,1,Brick E17117 Jaw Glue Application Station Attribute GR&R Protocol | Brick E17117 Jaw Glue Application Station Attribute GR&R Protocol | Protocol - Other | A | Protocol | Released |  | NO | 07/22/2019 10:04:56:201 | Release
SCN065597,A,5,MDR TD-010 - Manufacturing Technical Document for ENSEAL X1 Tissue Sealers | MDR TD-010 - Manufacturing Technical Document for ENSEAL X1 Tissue Sealers | None | A | Scanned (Hardcopy) Item | Released |  | NO | 07/18/2019 19:06:03:368 | Release
SCN040525,J,3,Bookcase Approved Product Codes, Packaging Components, and Procedure Pack Assemblies | Bookcase Approved Product Codes, Packaging Components, and Procedure Pack Assemblies | Packaging Documentation | J | Scanned (Hardcopy) Item | Released |  | NO | 07/18/2019 08:02:33:413 | Release
SCN040525,F,4,Bookcase Approved Product Codes, Packaging Components, and Procedure Pack Assemblies | Bookcase Approved Product Codes, Packaging Components, and Procedure Pack Assemblies | Packaging Documentation | F | Scanned (Hardcopy) Item | Released |  | NO | 07/18/2019 08:02:29:210 | Release
SCN040525,G,2,Bookcase Approved Product Codes, Packaging Components, and Procedure Pack Assemblies | Bookcase Approved Product Codes, Packaging Components, and Procedure Pack Assemblies | Packaging Documentation | G | Scanned (Hardcopy) Item | Released |  | NO | 07/18/2019 08:02:28:850 | Release
SCN040525,H,1,Bookcase Approved Product Codes, Packaging Components, and Procedure Pack Assemblies | Bookcase Approved Product Codes, Packaging Components, and Procedure Pack Assemblies | Packaging Documentation | H | Scanned (Hardcopy) Item | Released |  | NO | 07/18/2019 08:02:28:428 | Release
PRC091028,A,4,ECR945 Preclinical Tissue Slipping Evaluation | ECR945 Preclinical Tissue Slipping Evaluation | None | A | Engineering Study | Released |  | NO | 07/11/2019 11:04:52:290 | Release
CA068248,A,4,D36868_Closure_Lever_TRR | D36868_Closure_Lever_TRR | Tooling Requirements Review (TRR) | A | Component Approval Document | Released |  | NO | 07/11/2019 10:33:17:345 | Release
SCN066701,A,1,RS Report EES TD-010/TF-N000022 - Enseal | RS Report EES TD-010/TF-N000022 - Enseal | Product Stewardship Supportive Documents | A | Scanned (Hardcopy) Item | Released |  | NO | 07/10/2019 10:45:09:032 | Release
SCN066252,A,1,ECR0001605- Phase 1: Analysis of Pallet Change for NSLX120L, HARHD20 and HARHD36 product codes | ECR0001605- Phase 1: Analysis of Pallet Change for NSLX120L, HARHD20 and HARHD36 product codes | None | A | Scanned (Hardcopy) Item | Released |  | NO | 07/09/2019 16:57:21:297 | Release
PRC090484,B,4,Confirmation Run for Palletizing Configuration Change on Brick and Buccaneer | Confirmation Run for Palletizing Configuration Change on Brick and Buccaneer | Protocol - Other | B | Protocol | Released |  | NO | 07/09/2019 16:57:21:266 | Release
RA000731,A,1,ECR0001533 OUS Determination | ECR0001533 OUS Determination | Regulatory Determination Form (OUS) | A | Generic Regulatory Doc. | Released |  | NO | 06/26/2019 04:29:20:222 | Release
CA070145,A,2,Brick-Carton Template CRR (P000223P01) | Brick-Carton Template CRR (P000223P01) | Component Requirements Review | A | Component Approval Document | Released |  | NO | 06/21/2019 07:39:26:518 | Release
CA075440,B,1,D43342P01_INSULATOR SPACER FB-PFMEA | D43342P01_INSULATOR SPACER FB-PFMEA | Supplier Process FMEA | B | Component Approval Document | Released |  | NO | 06/20/2019 10:48:49:864 | Release
CA075439,B,4,D43342P01_INSULATOR SPACER_CS | D43342P01_INSULATOR SPACER_CS | Capability Study | B | Component Approval Document | Released |  | NO | 06/20/2019 10:48:49:754 | Release
CA075439,A,1,D43342P01_INSULATOR SPACER_CS | D43342P01_INSULATOR SPACER_CS | Capability Study | A | Component Approval Document | Released |  | NO | 06/20/2019 10:48:49:629 | Release
CA075195,A,3,D43342P01 INSULATOR SPACER FB -CRR | D43342P01 INSULATOR SPACER FB -CRR | Component Requirements Review | A | Component Approval Document | Released |  | NO | 06/20/2019 10:48:49:489 | Release
CA075442,A,1,D43342-TRR | D43342-TRR | Tooling Requirements Review (TRR) | A | Component Approval Document | Working |  | NO | 06/20/2019 10:48:49:348 | NA_hnagabhu
CA075438,A,2,D43342P01_INSULATOR SPACER_FAI | D43342P01_INSULATOR SPACER_FAI | First Article | A | Component Approval Document | Released |  | NO | 06/20/2019 10:48:49:254 | Release
CA075440,A,2,D43342P01_INSULATOR SPACER FB-PFMEA | D43342P01_INSULATOR SPACER FB-PFMEA | Supplier Process FMEA | A | Component Approval Document | Released |  | NO | 06/20/2019 10:48:49:114 | Release
CA075195,B,2,D43342P01 INSULATOR SPACER FB -CRR | D43342P01 INSULATOR SPACER FB -CRR | Component Requirements Review | B | Component Approval Document | Released |  | NO | 06/20/2019 10:48:48:989 | Release
CA075438,B,2,D43342P01_INSULATOR SPACER_FAI | D43342P01_INSULATOR SPACER_FAI | First Article | B | Component Approval Document | Released |  | NO | 06/20/2019 10:48:48:848 | Release
CA075441,A,2,D43342P01_INSULATOR SPACER FB-CP | D43342P01_INSULATOR SPACER FB-CP | Control Plan | A | Component Approval Document | Released |  | NO | 06/20/2019 10:48:48:754 | Release
CA075441,B,2,D43342P01_INSULATOR SPACER FB-CP | D43342P01_INSULATOR SPACER FB-CP | Control Plan | B | Component Approval Document | Released |  | NO | 06/20/2019 10:48:48:583 | Release
PRC090484,A,5,Confirmation Run for Palletizing Configuration Change on Brick and Buccaneer | Confirmation Run for Palletizing Configuration Change on Brick and Buccaneer | Protocol - Other | A | Protocol | Released |  | NO | 06/11/2019 13:12:18:807 | Release
SCN066036,A,1,Brick Abuse Open Test Data 2019-06-06 | Brick Abuse Open Test Data 2019-06-06 | RDL Test Data | A | Scanned (Hardcopy) Item | Released |  | NO | 06/10/2019 15:40:49:535 | Release
CA069089,B,4,Raw Material Inspection Specification for the ENSEAL X1 Large Jaw Tissue Sealer NSLX120L - Active Rod D3765 | Raw Material Inspection Specification for the ENSEAL X1 Large Jaw Tissue Sealer NSLX120L - Active Rod D37655 | Inspection Sheet RMI | B | Component Approval Document | Released |  | NO | 06/08/2019 05:03:11:694 | Release
CA069089,A,5,Raw Material Inspection Specification for the ENSEAL X1 Large Jaw Tissue Sealer NSLX120L - Active Rod D3765 | Raw Material Inspection Specification for the ENSEAL X1 Large Jaw Tissue Sealer NSLX120L - Active Rod D37655 | Inspection Sheet RMI | A | Component Approval Document | Released |  | NO | 06/08/2019 05:03:10:694 | Release
RA000832,A,1,Global Regulatory Plan for NSLX120L (Brick) Alternate Electrode Change | Global Regulatory Plan for NSLX120L (Brick) Alternate Electrode Change | Regulatory Strategy/Plan | A | Generic Regulatory Doc. | Released |  | NO | 06/06/2019 10:27:45:640 | Release
CA080302,A,2,Self Certification for Lower Brick MIM Feedstock Change - D37314P01 | Self Certification for Lower Brick MIM Feedstock Change - D37314P01 | Supplier Process Change | A | Component Approval Document | Released |  | NO | 06/05/2019 09:10:17:810 | Release
SCN065467,A,1,1905-0246 PRC089616 Abuse Load Opening Test | 1905-0246 PRC089616 Abuse Load Opening Test | RDL Test Data | A | Scanned (Hardcopy) Item | Released |  | NO | 06/04/2019 10:32:31:140 | Release
CA080167,A,2,Electrode Gap Measurement Equipment | Electrode Gap Measurement Equipment | Equipment Requirements Review | A | Component Approval Document | Working |  | NO | 06/04/2019 08:24:44:431 | WIP
PRC085388,B,2,Brick Tip Force Fixtures Gage R&R and Compatibility | Brick Tip Force Fixtures Gage R&R and Compatibility | None | B | Engineering Study | Released |  | NO | 06/03/2019 11:40:02:451 | Release
PRC085388,A,2,Brick Tip Force Fixtures Gage R&R and Compatibility | Brick Tip Force Fixtures Gage R&R and Compatibility | None | A | Engineering Study | Released |  | NO | 06/03/2019 11:40:01:295 | Release
PRC089869,A,3,Peters Cable Reclamation PQ | Peters Cable Reclamation PQ | Protocol Performance Qualification | A | Protocol | Released |  | NO | 05/31/2019 17:36:29:961 | Release
PRC090555,A,5,Installation Qualification for Contact Tooling E17128P90 on Shaft Functional Tester E17128 | Installation Qualification for Contact Tooling E17128P90 on Shaft Functional Tester E17128 | Protocol Equipment Install Qual | A | Protocol | Released |  | NO | 05/29/2019 16:11:24:618 | Release
SCN065406,A,1,1905-0245_ 1905-0244 _ 1905-0243 Brick PRC089616 | 1905-0245_ 1905-0244 _ 1905-0243 Brick PRC089616 | RDL Test Data | A | Scanned (Hardcopy) Item | Released |  | NO | 05/28/2019 14:22:15:000 | Release
PRC090476,A,2,Post production Protocol STERIS Vessel Chamber 3 | Post production Protocol STERIS Vessel Chamber 3 | Protocol - Other | A | Protocol | Released |  | NO | 05/21/2019 19:48:33:114 | Release
PRC090024,A,2,Brick ECR0000945 Design Validation Protocol | Brick ECR0000945 Design Validation Protocol | Design Validation | A | Protocol | Released |  | NO | 05/08/2019 17:24:40:172 | Release
PRC090026,A,4,Brick Tissue Slipping Questionaire Protocol | Brick Tissue Slipping Questionaire Protocol | Protocol - Other | A | Protocol | Released |  | NO | 05/08/2019 17:17:30:493 | Release
SCN064605,A,1,1905-0019 Brick PRC085738 FTF | 1905-0019 Brick PRC085738 FTF | RDL Test Data | A | Scanned (Hardcopy) Item | Released |  | NO | 05/03/2019 15:56:24:271 | Release
SCN064608,A,1,1905-0018 Brick Cable Resistance Testing 05-01-19 | 1905-0018 Brick Cable Resistance Testing 05-01-19 | RDL Test Data | A | Scanned (Hardcopy) Item | Released |  | NO | 05/03/2019 15:55:22:333 | Release
SCN064627,A,1,1905-0028 Brick Grasping Force | 1905-0028 Brick Grasping Force | RDL Test Data | A | Scanned (Hardcopy) Item | Released |  | NO | 05/03/2019 15:53:11:659 | Release
SCN064689,A,1,RDL-AML ATL 1904-0343 Eric Roberson 050319 | RDL-AML ATL 1904-0343 Eric Roberson 050319 | RDL Test Data | A | Scanned (Hardcopy) Item | Released |  | NO | 05/03/2019 15:46:34:543 | Release
PRC089373,A,1,Floyd Straight Jaw EP1 Subassemblies Testing | Floyd Straight Jaw EP1 Subassemblies Testing | Protocol - Other | A | Protocol | Released |  | NO | 05/02/2019 16:12:08:788 | Release
CA079620,A,2,D44191P01 Electrode Alignment Shim - RMI Sheet | D44191P01 Electrode Alignment Shim - RMI Sheet | Inspection Sheet RMI | A | Component Approval Document | Released |  | NO | 05/02/2019 05:03:17:381 | Release
SCN064557,A,1,1904-0324 PRC074178 Cable Resistance Test | 1904-0324 PRC074178 Cable Resistance Test | RDL Test Data | A | Scanned (Hardcopy) Item | Released |  | NO | 05/01/2019 13:07:50:850 | Release
SCN064590,A,1,1904-0335 Brick Grasping Force Test | 1904-0335 Brick Grasping Force Test | RDL Test Data | A | Scanned (Hardcopy) Item | Released |  | NO | 05/01/2019 13:03:12:674 | Release
CA074465,A,5,Brick and Floyd PI EEPROM Reader ERR | Brick and Floyd PI EEPROM Reader ERR | Equipment Requirements Review | A | Component Approval Document | Released |  | NO | 05/01/2019 11:07:14:913 | Release
SCN064562,A,1,1904-0325 Brick PRC074178 FTF | 1904-0325 Brick PRC074178 FTF | RDL Test Data | A | Scanned (Hardcopy) Item | Released |  | NO | 05/01/2019 09:24:12:820 | Release
PRC089105,A,4,Brick ECR945 Engineering Pilot 1.0 Completion Report | Brick ECR945 Engineering Pilot 1.0 Completion Report | None | A | Completion Report | Released |  | NO | 04/29/2019 09:12:58:032 | Release
CA074733,B,1,Brick Active Rod - Putnam Automated Process CP | Brick Active Rod - Putnam Automated Process CP | Control Plan | B | Component Approval Document | Released |  | NO | 04/29/2019 09:04:35:337 | Release
CA074733,A,2,Brick Active Rod - Putnam Automated Process CP | Brick Active Rod - Putnam Automated Process CP | Control Plan | A | Component Approval Document | Released |  | NO | 04/29/2019 09:04:34:478 | Release
CA074735,B,1,Brick Active Rod - Putnam Automated Process PFMEA | Brick Active Rod - Putnam Automated Process PFMEA | Supplier Process FMEA | B | Component Approval Document | Released |  | NO | 04/29/2019 09:03:34:539 | Release
CA074735,A,3,Brick Active Rod - Putnam Automated Process PFMEA | Brick Active Rod - Putnam Automated Process PFMEA | Supplier Process FMEA | A | Component Approval Document | Released |  | NO | 04/29/2019 09:03:33:071 | Release
SCN064309,A,2,1904-0045 Eric Roberson Brick Test 04-19-2019 | 1904-0045 Eric Roberson Brick Test 04-19-2019 | RDL Test Data | A | Scanned (Hardcopy) Item | Released |  | NO | 04/25/2019 15:14:15:970 | Release
DOC022958,B,1,Project Floyd Thermec Material Info | Project Floyd Thermec Material Info | None | B | EPI Generic Document | Released |  | NO | 04/22/2019 11:02:49:603 | Release
DOC022958,A,1,Project Floyd Thermec Material Info | Project Floyd Thermec Material Info | None | A | EPI Generic Document | Released |  | NO | 04/22/2019 11:02:48:369 | Release
CA068346,A,2,D37118_Right_Shroud_PFMEA | D37118_Right_Shroud_PFMEA | Supplier Process FMEA | A | Component Approval Document | Released |  | NO | 04/17/2019 13:55:11:715 | Release
CA068353,A,2,D37119_Left_Shroud_PFMEA | D37119_Left_Shroud_PFMEA | Supplier Process FMEA | A | Component Approval Document | Released |  | NO | 04/16/2019 11:27:11:639 | Release
SCN064147,A,1,1904-0100 CSZ 2 PRC089259 Report PR001321_04-08-19 | 1904-0100 CSZ 2 PRC089259 Report PR001321_04-08-19 | RDL Test Data | A | Scanned (Hardcopy) Item | Released |  | NO | 04/16/2019 11:13:55:710 | Release
SCN063777,A,2,1903-0240 _ 1903-0241 CSZ PRC089259_ PRC089616 Brick Report PR001321_04-01-19 | 1903-0240 _ 1903-0241 CSZ PRC089259_ PRC089616 Brick Report PR001321_04-01-19 | RDL Test Data | A | Scanned (Hardcopy) Item | Released |  | NO | 04/16/2019 11:12:57:960 | Release
SCN063787,A,1,1904-0025 Brick PRC089616 Torque-to-Rotate | 1904-0025 Brick PRC089616 Torque-to-Rotate | RDL Test Data | A | Scanned (Hardcopy) Item | Released |  | NO | 04/15/2019 16:18:49:637 | Release
SCN063799,A,1,1903-0240 CSZ PRC089259 Brick Report PR001321_04-01-19 to 04-03-19 | 1903-0240 CSZ PRC089259 Brick Report PR001321_04-01-19 to 04-03-19 | RDL Test Data | A | Scanned (Hardcopy) Item | Released |  | NO | 04/15/2019 16:15:39:620 | Release
SCN063805,A,1,1904-0068 Brick PRC089616 FTL and Shepherds Hook Abuse 04-05-19 | 1904-0068 Brick PRC089616 FTL and Shepherds Hook Abuse 04-05-19 | RDL Test Data | A | Scanned (Hardcopy) Item | Released |  | NO | 04/15/2019 14:32:35:208 | Release
SCN063860,A,1,Brick ATL1904-0069 PRC089616 Abuse Load Opening Test | Brick ATL1904-0069 PRC089616 Abuse Load Opening Test | RDL Test Data | A | Scanned (Hardcopy) Item | Released |  | NO | 04/15/2019 14:30:20:081 | Release
CA075950,A,3,D44191P01_Electrode Alignment Shim_FAI | D44191P01_Electrode Alignment Shim_FAI | First Article | A | Component Approval Document | Released |  | NO | 04/15/2019 12:02:07:255 | Release
CA075951,A,3,D44191P01_ Electrode Alignment Shim-CS | D44191P01_ Electrode Alignment Shim-CS | Capability Study | A | Component Approval Document | Released |  | NO | 04/15/2019 11:59:45:270 | Release
CA075952,A,3,D44191P01 Electrode Alignment Shim-PFMEA | D44191P01 Electrode Alignment Shim-PFMEA | Supplier Process FMEA | A | Component Approval Document | Released |  | NO | 04/15/2019 11:57:32:363 | Release
CA075953,A,4,D44191P01 Electrode Alignment Shim-PCP | D44191P01 Electrode Alignment Shim-PCP | Control Plan | A | Component Approval Document | Released |  | NO | 04/15/2019 11:57:09:737 | Release
SCN063865,A,1,1904-0070 Brick PRC089616 Abuse Load Latch Opening 04-08-19 | 1904-0070 Brick PRC089616 Abuse Load Latch Opening 04-08-19 | RDL Test Data | A | Scanned (Hardcopy) Item | Released |  | NO | 04/15/2019 11:26:47:378 | Release
SCN063904,A,1,PRC089616_FTF ClosureSidePost_1904-0071 | PRC089616_FTF ClosureSidePost_1904-0071 | RDL Test Data | A | Scanned (Hardcopy) Item | Released |  | NO | 04/15/2019 11:24:17:721 | Release
SCN064026,A,1,Eric Roberson Vessel Measurements 04-09-19 and 04-10-19 | Eric Roberson Vessel Measurements 04-09-19 and 04-10-19 | RDL Test Data | A | Scanned (Hardcopy) Item | Released |  | NO | 04/15/2019 11:19:06:921 | Release
CA075914,B,2,CRR for D44191 Alignment Shim | CRR for D44191 Alignment Shim | Component Requirements Review | B | Component Approval Document | Released |  | NO | 04/11/2019 11:37:12:232 | Release
CA075914,A,2,CRR for D44191 Alignment Shim | CRR for D44191 Alignment Shim | Component Requirements Review | A | Component Approval Document | Released |  | NO | 04/11/2019 11:37:11:232 | Release
PRC089828,A,6,Post production protocol STERIS vessel chamber 1 | Post production protocol STERIS vessel chamber 1 | Protocol - Other | A | Protocol | Released |  | NO | 04/08/2019 16:55:52:928 | Release
SCN063789,A,2,Sophie Heiman Vessel Measurements 04-04-19 | Sophie Heiman Vessel Measurements 04-04-19 | RDL Test Data | A | Scanned (Hardcopy) Item | Released |  | NO | 04/08/2019 16:20:59:252 | Release
SCN063813,A,1,RDL-AML ATL 1904-0026 Eric Roberson 040419 | RDL-AML ATL 1904-0026 Eric Roberson 040419 | RDL Test Data | A | Scanned (Hardcopy) Item | Released |  | NO | 04/08/2019 10:55:52:610 | Release
DOC024746,A,2,Return Contact Protector Design Evaluation | Return Contact Protector Design Evaluation | None | A | EPI Generic Document | Released |  | NO | 04/03/2019 21:03:04:730 | Release
PRC086501,A,1,Brick Prototype Distal Contact Functional Evaluation | Brick Prototype Distal Contact Functional Evaluation | None | A | Engineering Study | Released |  | NO | 04/03/2019 20:58:54:833 | Release
PRC088159,A,1,Feasibility Testing for Brick Electrode 2.1 | Feasibility Testing for Brick Electrode 2.1 | None | A | Engineering Study | Released |  | NO | 04/02/2019 16:00:52:445 | Release
PRC088493,A,2,Brick Electrode Delamination for 2.1 Electrode Design | Brick Electrode Delamination for 2.1 Electrode Design | None | A | Engineering Study | Released |  | NO | 04/02/2019 14:57:45:918 | Release
CA072591,B,1,Automated Equipment for Brick Active Rod | Automated Equipment for Brick Active Rod | Supplier Process Change | B | Component Approval Document | Released |  | NO | 03/27/2019 09:01:41:185 | Release
CA074729,A,6,Brick Active Rod - Putnam Automated Process FAI | Brick Active Rod - Putnam Automated Process FAI | First Article | A | Component Approval Document | Released |  | NO | 03/27/2019 09:01:39:497 | Release
CA072591,A,4,Automated Equipment for Brick Active Rod | Automated Equipment for Brick Active Rod | Supplier Process Change | A | Component Approval Document | Released |  | NO | 03/27/2019 09:01:39:404 | Release
CA068036,B,3,Active Rod D37655 | Active Rod D37655 | Component Requirements Review | B | Component Approval Document | Released |  | NO | 03/27/2019 09:01:39:310 | Release
CA069088,B,2,Active Rod_D37655_Control Plan | Active Rod_D37655_Control Plan | Control Plan | B | Component Approval Document | Released |  | NO | 03/27/2019 09:01:39:122 | Release
CA069082,A,3,Active Rod_D37655_PFMEA | Active Rod_D37655_PFMEA | Supplier Process FMEA | A | Component Approval Document | Released |  | NO | 03/27/2019 09:01:39:029 | Release
CA068036,A,2,Active Rod D37655 | Active Rod D37655 | Component Requirements Review | A | Component Approval Document | Released |  | NO | 03/27/2019 09:01:38:935 | Release
CA069083,A,3,Active Rod_D37655_CapStudy | Active Rod_D37655_CapStudy | Capability Study | A | Component Approval Document | Released |  | NO | 03/27/2019 09:01:38:841 | Release
CA069088,A,2,Active Rod_D37655_Control Plan | Active Rod_D37655_Control Plan | Control Plan | A | Component Approval Document | Released |  | NO | 03/27/2019 09:01:38:732 | Release
CA069084,A,2,Active Rod_D37655_FAI | Active Rod_D37655_FAI | First Article | A | Component Approval Document | Released |  | NO | 03/27/2019 09:01:38:638 | Release
CA074731,A,3,Brick Active Rod - Putnam Automated Process Characterization Matrix | Brick Active Rod - Putnam Automated Process Characterization Matrix | Process Characterization Matrix | A | Component Approval Document | Released |  | NO | 03/27/2019 09:01:38:544 | Release
CA074372,A,1,D37655 Active Rod Control Plan | D37655 Active Rod Control Plan | Control Plan | A | Component Approval Document | Released |  | NO | 03/27/2019 09:01:38:435 | Release
CA074371,A,3,D37655 Active Rod FAI | D37655 Active Rod FAI | First Article | A | Component Approval Document | Released |  | NO | 03/27/2019 09:01:38:325 | Release
CA074730,A,3,Brick Active Rod - Putnam Automated Process Capability | Brick Active Rod - Putnam Automated Process Capability | Capability Study | A | Component Approval Document | Released |  | NO | 03/27/2019 09:01:38:216 | Release
CA074028,B,2,Putnam Plastics Manual Active Rod Process Reorganization | Putnam Plastics Manual Active Rod Process Reorganization | Supplier Process Change | B | Component Approval Document | Released |  | NO | 03/27/2019 09:01:38:107 | Release
CA068036,C,2,Active Rod D37655 | Active Rod D37655 | Component Requirements Review | C | Component Approval Document | Rejected |  | NO | 03/27/2019 09:01:37:591 | WIP
CA074373,A,3,D37665 Active Rod PFMEA | D37665 Active Rod PFMEA | Supplier Process FMEA | A | Component Approval Document | Released |  | NO | 03/27/2019 09:01:37:388 | Release
RA000733,A,1,ECR0001534 OUS Determination | ECR0001534 OUS Determination | Regulatory Determination Form (OUS) | A | Generic Regulatory Doc. | Released |  | NO | 03/21/2019 15:17:39:391 | Release
RA000732,A,1,ECR0001534 US Determination | ECR0001534 US Determination | Regulatory Determination Form (US) | A | Generic Regulatory Doc. | Released |  | NO | 03/21/2019 15:17:27:531 | Release
RA000730,A,2,ECR0001533 US Determination | ECR0001533 US Determination | Regulatory Determination Form (OUS) | A | Generic Regulatory Doc. | Released |  | NO | 03/21/2019 15:15:41:171 | Release
PRC081952,A,2,SOA Error Evaluation | SOA Error Evaluation | None | A | Engineering Study | Released |  | NO | 03/18/2019 07:42:16:854 | Release
CA078695,B,2,SPCR for D36970G01 on J0389 | SPCR for D36970G01 on J0389 | Supplier Process Change | B | Component Approval Document | Released |  | NO | 03/15/2019 10:18:03:845 | Release
CA078695,A,2,SPCR for D36970G01 on J0389 | SPCR for D36970G01 on J0389 | Supplier Process Change | A | Component Approval Document | Released |  | NO | 03/15/2019 10:18:03:157 | Release
PRC089259,A,2,Brick - Design Verification Testing Protocol for ECR0000945 | Brick - Design Verification Testing Protocol for ECR0000945 | Protocol - Other | A | Protocol | Released |  | NO | 03/14/2019 11:29:44:989 | Release
RA000585,C,2,ECR0001393 | ECR0001393 | Regulatory Determination Form (OUS) | C | Generic Regulatory Doc. | Released |  | NO | 03/14/2019 09:24:12:018 | Release
RA000585,A,1,ECR0001393 | ECR0001393 | Regulatory Determination Form (OUS) | A | Generic Regulatory Doc. | Released |  | NO | 03/14/2019 09:24:11:221 | Release
RA000585,B,3,ECR0001393 | ECR0001393 | Regulatory Determination Form (OUS) | B | Generic Regulatory Doc. | Released |  | NO | 03/14/2019 09:24:10:987 | Release
PRC086206,A,3,NSLX120L Upper Electrode Position Assembly Aid | NSLX120L Upper Electrode Position Assembly Aid | None | A | Engineering Study | Released |  | NO | 03/11/2019 17:17:44:411 | Release
FB003156,B,3,Brick MVP for Juarez Activities | Brick MVP for Juarez Activities | Master Validation Plan | B | Fact Book | Released |  | NO | 03/08/2019 18:39:16:308 | Release
FB003156,D,5,Brick MVP for Juarez Activities | Brick MVP for Juarez Activities | Master Validation Plan | D | Fact Book | In Review |  | NO | 03/08/2019 18:39:16:308 | WIP
FB003156,A,6,Brick MVP for Juarez Activities | Brick MVP for Juarez Activities | Master Validation Plan | A | Fact Book | Released |  | NO | 03/08/2019 18:39:16:292 | Release
FB003156,C,4,Brick MVP for Juarez Activities | Brick MVP for Juarez Activities | Master Validation Plan | C | Fact Book | Released |  | NO | 03/08/2019 18:39:16:277 | Release
PRC087820,B,3,Brick Electrode 2.1 Build for ECR0000945 | Brick Electrode 2.1 Build for ECR0000945 | None | B | Engineering Study | Released |  | NO | 03/07/2019 15:01:28:301 | Release
PRC087820,A,3,Brick Electrode 2.1 Build for ECR0000945 | Brick Electrode 2.1 Build for ECR0000945 | None | A | Engineering Study | Released |  | NO | 03/07/2019 15:01:27:598 | Release
SCN058306,A,1,Load 28934 S18-211J R9350W,R93581,R9357V,R9360R | Load 28934 S18-211J R9350W,R93581,R9357V,R9360R | Sterilization Documentation | A | Scanned (Hardcopy) Item | Released |  | NO | 03/05/2019 12:43:08:553 | Release
SCN058332,A,1,Load 28966 S18-206J R9341Y,R9345U,R9348K,R9341E | Load 28966 S18-206J R9341Y,R9345U,R9348K,R9341E | Sterilization Documentation | A | Scanned (Hardcopy) Item | Released |  | NO | 03/05/2019 12:24:22:637 | Release
SCN058330,A,1,Load 28876 S18-203J R93375,R9336Y,R93416,R9319U | Load 28876 S18-203J R93375,R9336Y,R93416,R9319U | Sterilization Documentation | A | Scanned (Hardcopy) Item | Released |  | NO | 03/05/2019 12:20:56:620 | Release
SCN058329,A,1,Load 28872 S18-201J R9334F,R93264,R9341D,R9339E | Load 28872 S18-201J R9334F,R93264,R9341D,R9339E | Sterilization Documentation | A | Scanned (Hardcopy) Item | Released |  | NO | 03/05/2019 12:17:48:259 | Release
SCN058328,A,1,Load 28871 S18-200J R9334G,R9322T,R93386,R93376 | Load 28871 S18-200J R9334G,R9322T,R93386,R93376 | Sterilization Documentation | A | Scanned (Hardcopy) Item | Released |  | NO | 03/05/2019 12:11:25:881 | Release
SCN058327,A,1,Load 28881 S18-205J R9341K,R9345T,R9341F,R9346A | Load 28881 S18-205J R9341K,R9345T,R9341F,R9346A | Sterilization Documentation | A | Scanned (Hardcopy) Item | Released |  | NO | 03/05/2019 12:09:46:411 | Release
SCN058325,A,1,Load 28822 S18-193J R92L6X,R93262,R93263,R93286 | Load 28822 S18-193J R92L6X,R93262,R93263,R93286 | Sterilization Documentation | A | Scanned (Hardcopy) Item | Released |  | NO | 03/05/2019 12:05:35:128 | Release
SCN058319,A,1,Load 28845 S18-197J R93170,R9332F,R9332H,R9334W | Load 28845 S18-197J R93170,R9332F,R9332H,R9334W | Sterilization Documentation | A | Scanned (Hardcopy) Item | Released |  | NO | 03/05/2019 11:53:23:187 | Release
SCN058317,A,1,Load 28786 S18-182J R92K7Y,R93054,R93107,R9311W | Load 28786 S18-182J R92K7Y,R93054,R93107,R9311W | Sterilization Documentation | A | Scanned (Hardcopy) Item | Released |  | NO | 03/05/2019 11:47:09:098 | Release
CA078609,A,2,First Article for Brick Upper tombstone | First Article for Brick Upper tombstone | First Article | A | Component Approval Document | Released |  | NO | 03/05/2019 08:45:48:798 | Release
CA078607,A,2,Cap. Study for D37315 per CA075502A | Cap. Study for D37315 per CA075502A | Capability Study | A | Component Approval Document | Released |  | NO | 03/05/2019 08:45:48:736 | Release
CA078579,A,2,First Article for Brick Lower tombstone | First Article for Brick Lower tombstone | First Article | A | Component Approval Document | Released |  | NO | 03/05/2019 08:45:48:673 | Release
CA078477,A,3,LOWER JAW_CAP STUDY PER SPCR_CA075328 | LOWER JAW_CAP STUDY PER SPCR_CA075328 | Capability Study | A | Component Approval Document | Released |  | NO | 03/05/2019 08:45:46:455 | Release
CA078444,A,1,First Article for Brick Upper tombstone | First Article for Brick Upper tombstone | First Article | A | Component Approval Document | Released |  | NO | 03/05/2019 08:45:45:501 | Release
CA078443,A,2,Cap. Study for D37315 per CA075502D | Cap. Study for D37315 per CA075502D | Capability Study | A | Component Approval Document | Released |  | NO | 03/05/2019 08:45:45:470 | Release
CA078018,A,2,First Article for Brick Upper tombstone | First Article for Brick Upper tombstone | First Article | A | Component Approval Document | Released |  | NO | 03/05/2019 08:45:42:986 | Release
CA078017,A,3,Cap. Study for D37315 per CA075502C | Cap. Study for D37315 per CA075502C | Capability Study | A | Component Approval Document | Released |  | NO | 03/05/2019 08:45:42:970 | Release
CA077939,A,1,D38229G02_CABLE PREP 4 CONDUCTOR_FAI | D38229G02_CABLE PREP 4 CONDUCTOR_FAI | First Article | A | Component Approval Document | Released |  | NO | 03/05/2019 08:45:40:830 | Release
CA077929,A,2,Nelipak Packout Change P000221P01, P000221P02 | Nelipak Packout Change P000221P01, P000221P02 | Supplier Process Change | A | Component Approval Document | Released |  | NO | 03/05/2019 08:45:40:455 | Release
CA077905,A,1,D39442P01 LOWER ELECTRODE STAMPING CS(SPCR-CA077358) | D39442P01 LOWER ELECTRODE STAMPING CS(SPCR-CA077358) | Capability Study | A | Component Approval Document | Released |  | NO | 03/05/2019 08:45:39:595 | Release
CA077904,A,1,D39442P01 LOWER ELECTRODE STAMPING FAI(SPCR-CA077358) | D39442P01 LOWER ELECTRODE STAMPING FAI(SPCR-CA077358) | First Article | A | Component Approval Document | Released |  | NO | 03/05/2019 08:45:39:564 | Release
CA077798,A,1,Brick Proof Load Tester | Brick Proof Load Tester | Supplier Process Change | A | Component Approval Document | Released |  | NO | 03/05/2019 08:45:36:408 | Release
CA077798,B,2,Brick Proof Load Tester | Brick Proof Load Tester | Supplier Process Change | B | Component Approval Document | Released |  | NO | 03/05/2019 08:45:36:392 | Release
CA077742,A,1,D37314P01 LOWER JAW_FIRST ARTICLE PER (SPCR_CA075328, TOMBSTONE # 15) | D37314P01 LOWER JAW_FIRST ARTICLE PER (SPCR_CA075328, TOMBSTONE # 15) | First Article | A | Component Approval Document | Released |  | NO | 03/05/2019 08:45:34:892 | Release
CA077741,A,1,D37314P01 LOWER JAW_CAP STUDY PER (SPCR_CA075328, TOMBSTONE # 15) | D37314P01 LOWER JAW_CAP STUDY PER (SPCR_CA075328, TOMBSTONE # 15) | Capability Study | A | Component Approval Document | Released |  | NO | 03/05/2019 08:45:34:814 | Release
CA077722,A,3,Additional Brick Proof Load Tester Qualification | Additional Brick Proof Load Tester Qualification | Supplier Process Change | A | Component Approval Document | Released |  | NO | 03/05/2019 08:45:34:392 | Release
CA077669,A,1,D37314P01 LOWER JAW_FIRST ARTICLE PER (SPCR_CA075328, TOMBSTONE # 14) | D37314P01 LOWER JAW_FIRST ARTICLE PER (SPCR_CA075328, TOMBSTONE # 14) | First Article | A | Component Approval Document | Released |  | NO | 03/05/2019 08:45:33:220 | Release
CA077668,A,1,D37314P01 LOWER JAW_CAP STUDY PER (SPCR_CA075328, TOMBSTONE # 14) | D37314P01 LOWER JAW_CAP STUDY PER (SPCR_CA075328, TOMBSTONE # 14) | Capability Study | A | Component Approval Document | Released |  | NO | 03/05/2019 08:45:33:189 | Release
CA077569,A,4,Lower Jaw_D36971_CS | Lower Jaw_D36971_CS | Capability Study | A | Component Approval Document | Released |  | NO | 03/05/2019 08:45:29:845 | Release
CA077568,A,1,Lower Jaw_D36971_FAI | Lower Jaw_D36971_FAI | First Article | A | Component Approval Document | Released |  | NO | 03/05/2019 08:45:29:814 | Release
CA077567,A,2,Upper Jaw_D36970_CS | Upper Jaw_D36970_CS | Capability Study | A | Component Approval Document | Released |  | NO | 03/05/2019 08:45:29:783 | Release
CA077566,A,2,Upper Jaw _D36970_FAI | Upper Jaw _D36970_FAI | First Article | A | Component Approval Document | Released |  | NO | 03/05/2019 08:45:29:751 | Release
CA077553,A,1,Self Cert - D37314 and D39046 | Self Cert - D37314 and D39046 | Supplier Process Change | A | Component Approval Document | Released |  | NO | 03/05/2019 08:45:29:564 | Release
CA077553,B,2,Self Cert - D37314 and D39046 | Self Cert - D37314 and D39046 | Supplier Process Change | B | Component Approval Document | Released |  | NO | 03/05/2019 08:45:29:548 | Release
CA077552,A,2,D39442P01 BRICK LOWER ELECTRODE CS PER SPCR (CA077052) | D39442P01 BRICK LOWER ELECTRODE CS PER SPCR (CA077052) | Capability Study | A | Component Approval Document | Released |  | NO | 03/05/2019 08:45:29:533 | Release
CA077551,A,1,D39442P01 BRICK LOWER ELECTRODE FAI PER SPCR (CA077052) | D39442P01 BRICK LOWER ELECTRODE FAI PER SPCR (CA077052) | First Article | A | Component Approval Document | Released |  | NO | 03/05/2019 08:45:29:501 | Release
CA077521,A,1,D37709P02 STS | D37709P02 STS | RMI/STS Checklist | A | Component Approval Document | Released |  | NO | 03/05/2019 08:45:28:548 | Release
CA077382,A,1,D38070-TRR | D38070-TRR | Tooling Requirements Review (TRR) | A | Component Approval Document | Working |  | NO | 03/05/2019 08:45:26:204 | NA_hnagabhu
CA077376,A,1,D37314P01 LOWER JAW_FIRST ARTICLE PER (SPCR_CA075328, TOMBSTONE # 13) | D37314P01 LOWER JAW_FIRST ARTICLE PER (SPCR_CA075328, TOMBSTONE # 13) | First Article | A | Component Approval Document | Released |  | NO | 03/05/2019 08:45:26:048 | Release
CA077375,A,1,D37314P01 LOWER JAW_CAP STUDY PER (SPCR_CA075328, TOMBSTONE # 13) | D37314P01 LOWER JAW_CAP STUDY PER (SPCR_CA075328, TOMBSTONE # 13) | Capability Study | A | Component Approval Document | Released |  | NO | 03/05/2019 08:45:26:017 | Release
CA077358,A,1,D39442P01 BRICK LOWER ELECTRODE KNIFE SLOT FORM STATION RE SEQUENCE-SPCR | D39442P01 BRICK LOWER ELECTRODE KNIFE SLOT FORM STATION RE SEQUENCE-SPCR | Supplier Process Change | A | Component Approval Document | Released |  | NO | 03/05/2019 08:45:25:501 | Release
CA077358,B,1,D39442P01 BRICK LOWER ELECTRODE KNIFE SLOT FORM STATION RE SEQUENCE-SPCR | D39442P01 BRICK LOWER ELECTRODE KNIFE SLOT FORM STATION RE SEQUENCE-SPCR | Supplier Process Change | B | Component Approval Document | Released |  | NO | 03/05/2019 08:45:25:486 | Release
CA077348,A,1,D38690-FAI | D38690-FAI | First Article | A | Component Approval Document | Released |  | NO | 03/05/2019 08:45:25:204 | Release
CA077347,A,1,D39046-FAI | D39046-FAI | First Article | A | Component Approval Document | Released |  | NO | 03/05/2019 08:45:25:189 | Release
CA077330,A,1,D37314P01 LOWER JAW_FIRST ARTICLE PER (SPCR_CA075328, TOMBSTONE # 12) | D37314P01 LOWER JAW_FIRST ARTICLE PER (SPCR_CA075328, TOMBSTONE # 12) | First Article | A | Component Approval Document | Released |  | NO | 03/05/2019 08:45:24:689 | Release
CA077329,A,1,D37314P01 LOWER JAW_CAP STUDY PER (SPCR_CA075328, TOMBSTONE # 12) | D37314P01 LOWER JAW_CAP STUDY PER (SPCR_CA075328, TOMBSTONE # 12) | Capability Study | A | Component Approval Document | Released |  | NO | 03/05/2019 08:45:24:657 | Release
CA077167,A,1,D37314P01 LOWER JAW_FIRST ARTICLE PER (SPCR_CA075328, TOMBSTONE # 11) | D37314P01 LOWER JAW_FIRST ARTICLE PER (SPCR_CA075328, TOMBSTONE # 11) | First Article | A | Component Approval Document | Released |  | NO | 03/05/2019 08:45:20:548 | Release
CA077166,A,1,D37314P01 LOWER JAW_CAP STUDY PER (SPCR_CA075328, TOMBSTONE # 11) | D37314P01 LOWER JAW_CAP STUDY PER (SPCR_CA075328, TOMBSTONE # 11) | Capability Study | A | Component Approval Document | Released |  | NO | 03/05/2019 08:45:20:517 | Release
CA077119,A,2,Control Plan for Sterile Thermoform Tray P000221P02 | Control Plan for Sterile Thermoform Tray P000221P02 | Control Plan | A | Component Approval Document | Released |  | NO | 03/05/2019 08:45:20:017 | Release
CA077118,A,1,Capability Study for Sterile Thermoform Tray P000221P02 | Capability Study for Sterile Thermoform Tray P000221P02 | Capability Study | A | Component Approval Document | Released |  | NO | 03/05/2019 08:45:19:986 | Release
CA077117,A,3,First Article Inspection for Sterile Thermoform Tray P000221P02 | First Article Inspection for Sterile Thermoform Tray P000221P02 | First Article | A | Component Approval Document | Released |  | NO | 03/05/2019 08:45:19:954 | Release
CA077103,A,1,Component Requirements Review for sterile thermoform tray P000221P02 | Component Requirements Review for sterile thermoform tray P000221P02 | Component Requirements Review | A | Component Approval Document | Released |  | NO | 03/05/2019 08:45:19:657 | Release
CA077052,A,1,D39442P01 Brick Lower Electrode SPCR | D39442P01 Brick Lower Electrode SPCR | Supplier Process Change | A | Component Approval Document | Released |  | NO | 03/05/2019 08:45:18:330 | Release
CA077052,B,1,D39442P01 Brick Lower Electrode SPCR | D39442P01 Brick Lower Electrode SPCR | Supplier Process Change | B | Component Approval Document | Released |  | NO | 03/05/2019 08:45:18:314 | Release
CA076968,A,1,Cap Study for D37118P01-D37119P01 | Cap Study for D37118P01-D37119P01 | Capability Study | A | Component Approval Document | Released |  | NO | 03/05/2019 08:45:16:111 | Release
CA076915,A,3,Technimark D37118 & D37119 Cross Qualification | Technimark D37118 & D37119 Cross Qualification | Supplier Process Change | A | Component Approval Document | Released |  | NO | 03/05/2019 08:45:14:517 | Release
CA076915,B,2,Technimark D37118 & D37119 Cross Qualification | Technimark D37118 & D37119 Cross Qualification | Supplier Process Change | B | Component Approval Document | Released |  | NO | 03/05/2019 08:45:14:486 | Release
CA076286,A,2,Brick Reclamation Return Contact Crimp | Brick Reclamation Return Contact Crimp | Equipment Requirements Review | A | Component Approval Document | Released |  | NO | 03/05/2019 08:45:05:126 | Release
CA076286,B,2,Brick Reclamation Return Contact Crimp | Brick Reclamation Return Contact Crimp | Equipment Requirements Review | B | Component Approval Document | Released |  | NO | 03/05/2019 08:45:05:110 | Release
CA076230,A,1,D37315 UPPER JAW MIM-CS PER SPCR CA072756(Asset 221874) | D37315 UPPER JAW MIM-CS PER SPCR CA072756(Asset 221874) | Capability Study | A | Component Approval Document | Released |  | NO | 03/05/2019 08:45:03:485 | Release
CA076229,A,1,D37315 UPPER JAW MIM-FAI PER SPCR CA072756(Asset 221874) | D37315 UPPER JAW MIM-FAI PER SPCR CA072756(Asset 221874) | First Article | A | Component Approval Document | Released |  | NO | 03/05/2019 08:45:03:470 | Release
CA076228,A,1,D37314 LOWER JAW MIM-CS PER SPCR CA072756(Asset 221875) | D37314 LOWER JAW MIM-CS PER SPCR CA072756(Asset 221875) | Capability Study | A | Component Approval Document | Released |  | NO | 03/05/2019 08:45:03:423 | Release
CA076227,A,1,D37314 LOWER JAW MIM-FAI PER SPCR CA072756( Asset 221875) | D37314 LOWER JAW MIM-FAI PER SPCR CA072756( Asset 221875) | First Article | A | Component Approval Document | Released |  | NO | 03/05/2019 08:45:03:392 | Release
CA076223,A,4,Lantech Shrink Wrap Machine E12670 ID ES2562 ERR | Lantech Shrink Wrap Machine E12670 ID ES2562 ERR | Equipment Requirements Review | A | Component Approval Document | Released |  | NO | 03/05/2019 08:45:03:142 | Release
CA076062,A,1,D39440P01 UPPER ELECTRODE STAMPING - FAI per SPCR CA075685 | D39440P01 UPPER ELECTRODE STAMPING - FAI per SPCR CA075685 | First Article | A | Component Approval Document | Released |  | NO | 03/05/2019 08:44:57:439 | Release
CA076061,A,1,D39440P01 UPPER ELECTRODE STAMPING - CS per SPCR CA075685 | D39440P01 UPPER ELECTRODE STAMPING - CS per SPCR CA075685 | Capability Study | A | Component Approval Document | Released |  | NO | 03/05/2019 08:44:57:407 | Release
CA076037,A,1,CAP.STUDY D37315P01 UPPER JAW MIM FAI-TOMBSTONE SET #8 (SPCR # CA075502) | CAP.STUDY D37315P01 UPPER JAW MIM FAI-TOMBSTONE SET #8 (SPCR # CA075502) | Capability Study | A | Component Approval Document | Released |  | NO | 03/05/2019 08:44:56:798 | Release
CA076036,A,1,D37315P01 UPPER JAW MIM FAI-TOMBSTONE SET #8 (SPCR # CA075502) | D37315P01 UPPER JAW MIM FAI-TOMBSTONE SET #8 (SPCR # CA075502) | First Article | A | Component Approval Document | Released |  | NO | 03/05/2019 08:44:56:767 | Release
CA076009,B,3,D37314 BRICK Jaw 0.236 slot width capability | D37314 BRICK Jaw 0.236 slot width capability | Capability Study | B | Component Approval Document | Released |  | NO | 03/05/2019 08:44:56:329 | Release
CA076009,A,1,D37314 BRICK Jaw 0.236 slot width capability | D37314 BRICK Jaw 0.236 slot width capability | Capability Study | A | Component Approval Document | Released |  | NO | 03/05/2019 08:44:56:314 | Release
CA076009,C,2,D37314 BRICK Jaw 0.236 slot width capability | D37314 BRICK Jaw 0.236 slot width capability | Capability Study | C | Component Approval Document | Released |  | NO | 03/05/2019 08:44:56:298 | Release
CA075949,A,1,TRR for D44191 Alignment Shim | TRR for D44191 Alignment Shim | Tooling Requirements Review (TRR) | A | Component Approval Document | Released |  | NO | 03/05/2019 08:44:54:704 | Release
CA075949,B,3,TRR for D44191 Alignment Shim | TRR for D44191 Alignment Shim | Tooling Requirements Review (TRR) | B | Component Approval Document | Released |  | NO | 03/05/2019 08:44:54:642 | Release
CA075886,A,2,D45720P01 WIRE GUIDE - CP | D45720P01 WIRE GUIDE - CP | Control Plan | A | Component Approval Document | Released |  | NO | 03/05/2019 08:44:53:063 | Release
CA075885,A,4,D45720P01 WIRE GUIDE - CS | D45720P01 WIRE GUIDE - CS | Capability Study | A | Component Approval Document | Released |  | NO | 03/05/2019 08:44:53:017 | Release
CA075884,A,4,D45720P01 WIRE GUIDE - FAI | D45720P01 WIRE GUIDE - FAI | First Article | A | Component Approval Document | Released |  | NO | 03/05/2019 08:44:52:970 | Release
CA075883,A,5,D45720P01 WIRE GUIDE - CRR | D45720P01 WIRE GUIDE - CRR | Component Requirements Review | A | Component Approval Document | Released |  | NO | 03/05/2019 08:44:52:923 | Release
CA075723,A,1,D43271P01 UPPER ELECTRODE STAMPING-TRR | D43271P01 UPPER ELECTRODE STAMPING-TRR | Tooling Requirements Review (TRR) | A | Component Approval Document | Released |  | NO | 03/05/2019 08:44:48:048 | Release
CA075721,A,2,D43271P01 UPPER ELECTRODE STAMPING CP | D43271P01 UPPER ELECTRODE STAMPING CP | Control Plan | A | Component Approval Document | Released |  | NO | 03/05/2019 08:44:48:017 | Release
CA075720,A,1,D43271P01 UPPER ELECTRODE STAMPING PFMEA | D43271P01 UPPER ELECTRODE STAMPING PFMEA | Supplier Process FMEA | A | Component Approval Document | Released |  | NO | 03/05/2019 08:44:47:985 | Release
CA075719,A,1,D43271P01 UPPER ELECTRODE STAMPING CS | D43271P01 UPPER ELECTRODE STAMPING CS | Capability Study | A | Component Approval Document | Released |  | NO | 03/05/2019 08:44:47:970 | Release
CA075718,A,1,D43271P01 UPPER ELECTRODE STAMPING FAI | D43271P01 UPPER ELECTRODE STAMPING FAI | First Article | A | Component Approval Document | Released |  | NO | 03/05/2019 08:44:47:923 | Release
CA075717,A,6,D43271P01 UPPER ELECTRODE STAMPING CRR | D43271P01 UPPER ELECTRODE STAMPING CRR | Component Requirements Review | A | Component Approval Document | Released |  | NO | 03/05/2019 08:44:47:892 | Release
CA075709,A,2,D43274P04 LOWER ELECTRODE STAMPING_CP | D43274P04 LOWER ELECTRODE STAMPING_CP | Control Plan | A | Component Approval Document | Released |  | NO | 03/05/2019 08:44:47:720 | Release
CA075708,A,1,D43274P04 LOWER ELECTRODE STAMPING_PFMEA | D43274P04 LOWER ELECTRODE STAMPING_PFMEA | Supplier Process FMEA | A | Component Approval Document | Released |  | NO | 03/05/2019 08:44:47:673 | Release
CA075707,A,3,D43274P04 LOWER ELECTRODE STAMPING_CS | D43274P04 LOWER ELECTRODE STAMPING_CS | Capability Study | A | Component Approval Document | Released |  | NO | 03/05/2019 08:44:47:642 | Release
CA075706,A,2,D43274P04 LOWER ELECTRODE STAMPING_FAI | D43274P04 LOWER ELECTRODE STAMPING_FAI | First Article | A | Component Approval Document | Released |  | NO | 03/05/2019 08:44:47:610 | Release
CA075705,A,1,D43274P01-P04, LOWER ELECTRODE STAMPING-TRR | D43274P01-P04, LOWER ELECTRODE STAMPING-TRR | Tooling Requirements Review (TRR) | A | Component Approval Document | Released |  | NO | 03/05/2019 08:44:47:579 | Release
CA075704,A,8,D43274P04 LOWER ELECTRODE STAMPING_CRR | D43274P04 LOWER ELECTRODE STAMPING_CRR | Component Requirements Review | A | Component Approval Document | Released |  | NO | 03/05/2019 08:44:47:548 | Release
CA075685,A,2,D39440_UPPER ELECTRODE STAMPING SPCR | D39440_UPPER ELECTRODE STAMPING SPCR | Supplier Process Change | A | Component Approval Document | Released |  | NO | 03/05/2019 08:44:46:782 | Release
CA075685,B,1,D39440_UPPER ELECTRODE STAMPING SPCR | D39440_UPPER ELECTRODE STAMPING SPCR | Supplier Process Change | B | Component Approval Document | Released |  | NO | 03/05/2019 08:44:46:782 | Release
CA075685,C,1,D39440_UPPER ELECTRODE STAMPING SPCR | D39440_UPPER ELECTRODE STAMPING SPCR | Supplier Process Change | C | Component Approval Document | Released |  | NO | 03/05/2019 08:44:46:767 | Release
CA075669,A,5,Probe Plus Laser Welder ERR | Probe Plus Laser Welder ERR | Equipment Requirements Review | A | Component Approval Document | Released |  | NO | 03/05/2019 08:44:46:313 | Release
CA075669,B,2,Probe Plus Laser Welder ERR | Probe Plus Laser Welder ERR | Equipment Requirements Review | B | Component Approval Document | Released |  | NO | 03/05/2019 08:44:46:298 | Release
CA075651,A,2,STS for D39046P01 | STS for D39046P01 | RMI/STS Checklist | A | Component Approval Document | Released |  | NO | 03/05/2019 08:44:45:860 | Release
CA075650,A,2,STS for D38690P01 | STS for D38690P01 | RMI/STS Checklist | A | Component Approval Document | Released |  | NO | 03/05/2019 08:44:45:829 | Release
CA075649,A,1,STS for D36971G01 | STS for D36971G01 | RMI/STS Checklist | A | Component Approval Document | Released |  | NO | 03/05/2019 08:44:45:798 | Release
CA075647,A,1,STS for D36970G01 | STS for D36970G01 | RMI/STS Checklist | A | Component Approval Document | Released |  | NO | 03/05/2019 08:44:45:751 | Release
CA075637,A,1,D37315P01 UPPER JAW MIM CS-TOMBSTONE SET #7 (SPCR # CA075502) | D37315P01 UPPER JAW MIM CS-TOMBSTONE SET #7 (SPCR # CA075502) | Capability Study | A | Component Approval Document | Released |  | NO | 03/05/2019 08:44:45:345 | Release
CA075636,A,1,D37315P01 UPPER JAW MIM FAI-TOMBSTONE SET #7 (SPCR # CA075502) | D37315P01 UPPER JAW MIM FAI-TOMBSTONE SET #7 (SPCR # CA075502) | First Article | A | Component Approval Document | Released |  | NO | 03/05/2019 08:44:45:313 | Release
CA075627,A,2,D37314P01 LOWER JAW_CAP STUDY PER (SPCR_CA075328, TOMBSTONE # 10) | D37314P01 LOWER JAW_CAP STUDY PER (SPCR_CA075328, TOMBSTONE # 10) | Capability Study | A | Component Approval Document | Released |  | NO | 03/05/2019 08:44:45:017 | Release
CA075626,A,1,D37314P01 LOWER JAW_FIRST ARTICLE PER (SPCR_CA075328, TOMBSTONE # 10) | D37314P01 LOWER JAW_FIRST ARTICLE PER (SPCR_CA075328, TOMBSTONE # 10) | First Article | A | Component Approval Document | Released |  | NO | 03/05/2019 08:44:44:985 | Release
CA075524,A,1,D37314P01 LOWER JAW_CAP STUDY PER (SPCR_CA075328, TOMBSTONE # 9) | D37314P01 LOWER JAW_CAP STUDY PER (SPCR_CA075328, TOMBSTONE # 9) | Capability Study | A | Component Approval Document | Released |  | NO | 03/05/2019 08:44:42:407 | Release
CA075523,A,2,D37314P01 LOWER JAW_FIRST ARTICLE PER (SPCR_CA075328, TOMBSTONE # 9) | D37314P01 LOWER JAW_FIRST ARTICLE PER (SPCR_CA075328, TOMBSTONE # 9) | First Article | A | Component Approval Document | Released |  | NO | 03/05/2019 08:44:42:376 | Release
CA075502,A,1,D37315-SPCR | D37315-SPCR | Supplier Process Change | A | Component Approval Document | Released |  | NO | 03/05/2019 08:44:41:610 | Release
CA075502,B,2,D37315-SPCR | D37315-SPCR | Supplier Process Change | B | Component Approval Document | Released |  | NO | 03/05/2019 08:44:41:610 | Release
CA075502,C,2,D37315-SPCR | D37315-SPCR | Supplier Process Change | C | Component Approval Document | Released |  | NO | 03/05/2019 08:44:41:595 | Release
CA075502,D,4,D37315-SPCR | D37315-SPCR | Supplier Process Change | D | Component Approval Document | Released |  | NO | 03/05/2019 08:44:41:595 | Release
CA075502,E,2,D37315-SPCR | D37315-SPCR | Supplier Process Change | E | Component Approval Document | Released |  | NO | 03/05/2019 08:44:41:579 | Release
CA075502,F,2,D37315-SPCR | D37315-SPCR | Supplier Process Change | F | Component Approval Document | Released |  | NO | 03/05/2019 08:44:41:548 | Release
CA075437,A,2,Brick Upper Jaw MIM Blank Capability Study for SPCR CA075362, Asset#221598. | Brick Upper Jaw MIM Blank Capability Study for SPCR CA075362, Asset#221598. | Capability Study | A | Component Approval Document | Released |  | NO | 03/05/2019 08:44:40:204 | Release
CA075362,A,3,D37315-SPCR | D37315-SPCR | Supplier Process Change | A | Component Approval Document | Released |  | NO | 03/05/2019 08:44:38:141 | Release
CA075362,B,2,D37315-SPCR | D37315-SPCR | Supplier Process Change | B | Component Approval Document | Released |  | NO | 03/05/2019 08:44:38:126 | Release
CA075359,A,5,D39101P01 - CRR | D39101P01 - CRR | Component Requirements Review | A | Component Approval Document | Released |  | NO | 03/05/2019 08:44:38:001 | Release
CA075353,A,3,D37314P01 LOWER JAW_CAP STUDY PER (SPCR_CA074740, ASSET # 222319) | D37314P01 LOWER JAW_CAP STUDY PER (SPCR_CA074740, ASSET # 222319) | Capability Study | A | Component Approval Document | Released |  | NO | 03/05/2019 08:44:37:657 | Release
CA075328,A,2,D37314P01 - SPCR | D37314P01 - SPCR | Supplier Process Change | A | Component Approval Document | Released |  | NO | 03/05/2019 08:44:36:876 | Release
CA075328,J,3,D37314P01 - SPCR | D37314P01 - SPCR | Supplier Process Change | J | Component Approval Document | Released |  | NO | 03/05/2019 08:44:36:860 | Release
CA075328,B,2,D37314P01 - SPCR | D37314P01 - SPCR | Supplier Process Change | B | Component Approval Document | Released |  | NO | 03/05/2019 08:44:36:845 | Release
CA075328,C,2,D37314P01 - SPCR | D37314P01 - SPCR | Supplier Process Change | C | Component Approval Document | Released |  | NO | 03/05/2019 08:44:36:845 | Release
CA075328,E,4,D37314P01 - SPCR | D37314P01 - SPCR | Supplier Process Change | E | Component Approval Document | Released |  | NO | 03/05/2019 08:44:36:829 | Release
CA075328,D,4,D37314P01 - SPCR | D37314P01 - SPCR | Supplier Process Change | D | Component Approval Document | Released |  | NO | 03/05/2019 08:44:36:813 | Release
CA075328,F,2,D37314P01 - SPCR | D37314P01 - SPCR | Supplier Process Change | F | Component Approval Document | Released |  | NO | 03/05/2019 08:44:36:798 | Release
CA075328,G,2,D37314P01 - SPCR | D37314P01 - SPCR | Supplier Process Change | G | Component Approval Document | Released |  | NO | 03/05/2019 08:44:36:798 | Release
CA075328,H,2,D37314P01 - SPCR | D37314P01 - SPCR | Supplier Process Change | H | Component Approval Document | Released |  | NO | 03/05/2019 08:44:36:782 | Release
CA075328,K,2,D37314P01 - SPCR | D37314P01 - SPCR | Supplier Process Change | K | Component Approval Document | Released |  | NO | 03/05/2019 08:44:36:720 | Release
CA075313,A,1,D37766P01_Jaw Pull Tube-Formed CP per SPCR (CA073769) | D37766P01_Jaw Pull Tube-Formed CP per SPCR (CA073769) | Control Plan | A | Component Approval Document | Released |  | NO | 03/05/2019 08:44:36:048 | Release
CA075312,A,2,D37766P01 JAW PULL TUBE FORMED PFMEA PER SPCR (CA073769) | D37766P01 JAW PULL TUBE FORMED PFMEA PER SPCR (CA073769) | Supplier Process FMEA | A | Component Approval Document | Released |  | NO | 03/05/2019 08:44:36:016 | Release
CA075311,A,2,D37766P01_Jaw Pull Tube-Formed CS per SPCR (CA073769) | D37766P01_Jaw Pull Tube-Formed CS per SPCR (CA073769) | Capability Study | A | Component Approval Document | Released |  | NO | 03/05/2019 08:44:36:001 | Release
CA075310,A,2,D37766P01_Jaw Pull Tube-Formed FAI per SPCR (CA073769) | D37766P01_Jaw Pull Tube-Formed FAI per SPCR (CA073769) | First Article | A | Component Approval Document | Released |  | NO | 03/05/2019 08:44:35:954 | Release
CA075237,A,2,D37314P01 Lower Jaw_CAP STUDY PER SPCR_CA074740 | D37314P01 Lower Jaw_CAP STUDY PER SPCR_CA074740 | Capability Study | A | Component Approval Document | Released |  | NO | 03/05/2019 08:44:33:970 | Release
CA075194,A,1,GW_INSULATOR SPACER_D40422_CRR. | GW_INSULATOR SPACER_D40422_CRR. | Component Requirements Review | A | Component Approval Document | Working |  | NO | 03/05/2019 08:44:32:423 | NA_hnagabhu
CA075106,A,3,ERR Open Sand Blaster | ERR Open Sand Blaster | Equipment Requirements Review | A | Component Approval Document | Rejected |  | NO | 03/05/2019 08:44:29:720 | WIP
CA074946,A,1,D37314_LOWER JAW MIM_ASSET#222319 (SPCR-CA073894)_CS | D37314_LOWER JAW MIM_ASSET#222319 (SPCR-CA073894)_CS | Capability Study | A | Component Approval Document | Released |  | NO | 03/05/2019 08:44:23:907 | Release
CA074945,A,1,D37314P01_LOWER JAW MIM_ASSET#222319 (SPCR-CA073894)_FAI | D37314P01_LOWER JAW MIM_ASSET#222319 (SPCR-CA073894)_FAI | First Article | A | Component Approval Document | Released |  | NO | 03/05/2019 08:44:23:891 | Release
CA074913,A,1,D37315_UPPER JAW MIM_ASSET#222318_SPCR (CA073894)_CS | D37315_UPPER JAW MIM_ASSET#222318_SPCR (CA073894)_CS | Capability Study | A | Component Approval Document | Released |  | NO | 03/05/2019 08:44:22:610 | Release
CA074912,A,1,D37315_UPPER JAW MIM_ASSET#222318_SPCR (CA073894)_FAI | D37315_UPPER JAW MIM_ASSET#222318_SPCR (CA073894)_FAI | First Article | A | Component Approval Document | Released |  | NO | 03/05/2019 08:44:22:579 | Release
CA074825,A,2,D37315P01_Upper_Jaw_MIM_CS (Asset 222259 & SPCR CA073893)_CS | D37315P01_Upper_Jaw_MIM_CS (Asset 222259 & SPCR CA073893)_CS | Capability Study | A | Component Approval Document | Released |  | NO | 03/05/2019 08:44:18:204 | Release
CA074824,A,2,D37315P01_Upper_Jaw_MIM_FAI (Asset 222259 & SPCR CA073893)_FAI | D37315P01_Upper_Jaw_MIM_FAI (Asset 222259 & SPCR CA073893)_FAI | First Article | A | Component Approval Document | Released |  | NO | 03/05/2019 08:44:18:157 | Release
CA074823,A,2,D37314_LOWER JAW MIM_(Asset 222258 & SPCR CA073893)_CS | D37314_LOWER JAW MIM_(Asset 222258 & SPCR CA073893)_CS | Capability Study | A | Component Approval Document | Released |  | NO | 03/05/2019 08:44:18:110 | Release
CA074822,A,2,D37314_LOWER JAW MIM_(Asset 222258 & SPCR CA073893)_FAI | D37314_LOWER JAW MIM_(Asset 222258 & SPCR CA073893)_FAI | First Article | A | Component Approval Document | Released |  | NO | 03/05/2019 08:44:18:048 | Release
CA074740,B,3,D37314-SPCR | D37314-SPCR | Supplier Process Change | B | Component Approval Document | Released |  | NO | 03/05/2019 08:44:15:813 | Release
CA074740,A,2,D37314-SPCR | D37314-SPCR | Supplier Process Change | A | Component Approval Document | Released |  | NO | 03/05/2019 08:44:15:798 | Release
CA074740,C,5,D37314-SPCR | D37314-SPCR | Supplier Process Change | C | Component Approval Document | Released |  | NO | 03/05/2019 08:44:15:751 | Release
CA074369,A,1,D37709P01_KNIFE_CP | D37709P01_KNIFE_CP | Control Plan | A | Component Approval Document | Released |  | NO | 03/05/2019 08:44:07:376 | Release
CA074368,A,1,D37709P01_KNIFE_PFMEA | D37709P01_KNIFE_PFMEA | Supplier Process FMEA | A | Component Approval Document | Released |  | NO | 03/05/2019 08:44:07:344 | Release
CA074197,A,2,D37709P01_KNIFE_CS | D37709P01_KNIFE_CS | Capability Study | A | Component Approval Document | Released |  | NO | 03/05/2019 08:44:03:673 | Release
CA074196,A,3,D37709P01_KNIFE_FAI | D37709P01_KNIFE_FAI | First Article | A | Component Approval Document | Released |  | NO | 03/05/2019 08:44:03:626 | Release
CA074169,A,1,D37314P01_LOWER JAW MIM_SPCR (CA073386)_TOMBSTONE#6 _CS | D37314P01_LOWER JAW MIM_SPCR (CA073386)_TOMBSTONE#6 _CS | Capability Study | A | Component Approval Document | Released |  | NO | 03/05/2019 08:44:02:751 | Release
CA074168,A,1,D37314P01_LOWER JAW MIM_SPCR (CA073386)_TOMBSTONE#6_FAI | D37314P01_LOWER JAW MIM_SPCR (CA073386)_TOMBSTONE#6_FAI | First Article | A | Component Approval Document | Released |  | NO | 03/05/2019 08:44:02:719 | Release
CA074122,A,1,STS Form P000221P01 - Brick Tray | STS Form P000221P01 - Brick Tray | RMI/STS Checklist | A | Component Approval Document | Released |  | NO | 03/05/2019 08:44:01:501 | Release
CA074113,A,2,Prent Class 8 clean Room | Prent Class 8 clean Room | Supplier Process Change | A | Component Approval Document | Released |  | NO | 03/05/2019 08:44:01:110 | Release
CA074113,B,3,Prent Class 8 clean Room | Prent Class 8 clean Room | Supplier Process Change | B | Component Approval Document | Released |  | NO | 03/05/2019 08:44:01:094 | Release
CA074028,A,1,Putnam Plastics Manual Active Rod Process Reorganization | Putnam Plastics Manual Active Rod Process Reorganization | Supplier Process Change | A | Component Approval Document | Released |  | NO | 03/05/2019 08:43:59:063 | Release
CA073952,A,1,D37314P01 LOWER JAW MIM CS-TOMBSTONE SET #5 (SPCR # CA073387) | D37314P01 LOWER JAW MIM CS-TOMBSTONE SET #5 (SPCR # CA073387) | Capability Study | A | Component Approval Document | Released |  | NO | 03/05/2019 08:43:57:516 | Release
CA073951,A,1,D37314P01 LOWER JAW MIM FAI-TOMBSTONE SET #5 (SPCR # CA073387) | D37314P01 LOWER JAW MIM FAI-TOMBSTONE SET #5 (SPCR # CA073387) | First Article | A | Component Approval Document | Released |  | NO | 03/05/2019 08:43:57:501 | Release
CA073950,A,1,D37315P01 UPPER JAW MIM CS-TOMBSTONE SET #4 (SPCR # CA073387) | D37315P01 UPPER JAW MIM CS-TOMBSTONE SET #4 (SPCR # CA073387) | Capability Study | A | Component Approval Document | Released |  | NO | 03/05/2019 08:43:57:469 | Release
CA073949,A,2,D37315P01 UPPER JAW MIM FAI-TOMBSTONE SET #4 (SPCR # CA073387) | D37315P01 UPPER JAW MIM FAI-TOMBSTONE SET #4 (SPCR # CA073387) | First Article | A | Component Approval Document | Released |  | NO | 03/05/2019 08:43:57:438 | Release
CA073894,A,2,D37314,D37315 - SPCR | D37314,D37315 - SPCR | Supplier Process Change | A | Component Approval Document | Released |  | NO | 03/05/2019 08:43:56:391 | Release
CA073894,B,2,D37314,D37315 - SPCR | D37314,D37315 - SPCR | Supplier Process Change | B | Component Approval Document | Released |  | NO | 03/05/2019 08:43:56:375 | Release
CA073894,C,1,D37314,D37315 - SPCR | D37314,D37315 - SPCR | Supplier Process Change | C | Component Approval Document | Working |  | NO | 03/05/2019 08:43:56:375 | WIP
CA073893,A,3,D37314,D37315 - SPCR | D37314,D37315 - SPCR | Supplier Process Change | A | Component Approval Document | Released |  | NO | 03/05/2019 08:43:56:313 | Release
CA073893,B,2,D37314,D37315 - SPCR | D37314,D37315 - SPCR | Supplier Process Change | B | Component Approval Document | Released |  | NO | 03/05/2019 08:43:56:313 | Release
CA073889,A,2,D39046P01 BRICK Lower Jaw Test Puck FAI per ECR0000898 | D39046P01 BRICK Lower Jaw Test Puck FAI per ECR0000898 | First Article | A | Component Approval Document | Released |  | NO | 03/05/2019 08:43:56:219 | Release
CA073888,A,2,D37314P01 BRICK Lower Jaw MIM/Machined FAI per ECR0000898 | D37314P01 BRICK Lower Jaw MIM/Machined FAI per ECR0000898 | First Article | A | Component Approval Document | Released |  | NO | 03/05/2019 08:43:56:204 | Release
CA073887,A,3,D39046P01 BRICK Lower Jaw Test Puck Capability Study per ECR0000898 | D39046P01 BRICK Lower Jaw Test Puck Capability Study per ECR0000898 | Capability Study | A | Component Approval Document | Released |  | NO | 03/05/2019 08:43:56:172 | Release
CA073886,A,1,D37314P01 BRICK Lower Jaw MIM/Machined Capability Study per ECR0000898 | D37314P01 BRICK Lower Jaw MIM/Machined Capability Study per ECR0000898 | Capability Study | A | Component Approval Document | Released |  | NO | 03/05/2019 08:43:56:141 | Release
CA073832,A,1,Brick Upper Jaw MIM Blank Capability Study for SPCR CA073768 (MIM Press #5 Qualification) | Brick Upper Jaw MIM Blank Capability Study for SPCR CA073768 (MIM Press #5 Qualification) | Capability Study | A | Component Approval Document | Released |  | NO | 03/05/2019 08:43:54:891 | Release
CA073831,A,1,Brick Upper Jaw MIM Blank FAI for SPCR CA073768 (MIM Press #5 Qualification) | Brick Upper Jaw MIM Blank FAI for SPCR CA073768 (MIM Press #5 Qualification) | First Article | A | Component Approval Document | Released |  | NO | 03/05/2019 08:43:54:844 | Release
CA073769,A,2,Change to Jaw Pull Tube Tooling | Change to Jaw Pull Tube Tooling | Supplier Process Change | A | Component Approval Document | Released |  | NO | 03/05/2019 08:43:52:032 | Release
CA073769,B,1,Change to Jaw Pull Tube Tooling | Change to Jaw Pull Tube Tooling | Supplier Process Change | B | Component Approval Document | Released |  | NO | 03/05/2019 08:43:52:016 | Release
CA073769,C,2,Change to Jaw Pull Tube Tooling | Change to Jaw Pull Tube Tooling | Supplier Process Change | C | Component Approval Document | Released |  | NO | 03/05/2019 08:43:51:969 | Release
CA073768,A,1,Brick Upper Jaw MIM Press Change | Brick Upper Jaw MIM Press Change | Supplier Process Change | A | Component Approval Document | Released |  | NO | 03/05/2019 08:43:51:907 | Release
CA073768,B,2,Brick Upper Jaw MIM Press Change | Brick Upper Jaw MIM Press Change | Supplier Process Change | B | Component Approval Document | Released |  | NO | 03/05/2019 08:43:51:907 | Release
CA073641,A,2,D38690P01 UPPER JAW TEST PUCK - Capability Study (SPCR) | D38690P01 UPPER JAW TEST PUCK - Capability Study (SPCR) | Capability Study | A | Component Approval Document | Released |  | NO | 03/05/2019 08:43:46:907 | Release
CA073640,A,2,D37315P01 UPPER JAW MIM - Capability Study (SPCR) | D37315P01 UPPER JAW MIM - Capability Study (SPCR) | Capability Study | A | Component Approval Document | Released |  | NO | 03/05/2019 08:43:46:875 | Release
CA073639,A,2,D38690P01 UPPER JAW TEST PUCK - FAI (SPCR) | D38690P01 UPPER JAW TEST PUCK - FAI (SPCR) | First Article | A | Component Approval Document | Released |  | NO | 03/05/2019 08:43:46:782 | Release
CA073638,A,2,D37315P01 UPPER JAW MIM - FAI (SPCR) | D37315P01 UPPER JAW MIM - FAI (SPCR) | First Article | A | Component Approval Document | Released |  | NO | 03/05/2019 08:43:46:735 | Release
CA073536,A,2,D39046P01_LOWER JAW TEST PUCK_CS (SPCR) | D39046P01_LOWER JAW TEST PUCK_CS (SPCR) | Capability Study | A | Component Approval Document | Released |  | NO | 03/05/2019 08:43:43:110 | Release
CA073535,A,3,D39046P01_LOWER JAW TEST PUCK_FAI (SPCR) | D39046P01_LOWER JAW TEST PUCK_FAI (SPCR) | First Article | A | Component Approval Document | Released |  | NO | 03/05/2019 08:43:43:063 | Release
CA073534,A,2,D37314P01_LOWER JAW MIM_CS(SPCR) | D37314P01_LOWER JAW MIM_CS(SPCR) | Capability Study | A | Component Approval Document | Released |  | NO | 03/05/2019 08:43:43:032 | Release
CA073533,A,3,D37314P01_LOWER JAW MIM_FAI (SPCR) | D37314P01_LOWER JAW MIM_FAI (SPCR) | First Article | A | Component Approval Document | Released |  | NO | 03/05/2019 08:43:43:000 | Release
CA073450,A,3,SPCR - Media Blast Operation | SPCR - Media Blast Operation | Supplier Process Change | A | Component Approval Document | Released |  | NO | 03/05/2019 08:43:40:328 | Release
CA073450,B,2,SPCR - Media Blast Operation | SPCR - Media Blast Operation | Supplier Process Change | B | Component Approval Document | Released |  | NO | 03/05/2019 08:43:40:313 | Release
CA073446,A,3,SPCR - Addition of Media Blast Deburr | SPCR - Addition of Media Blast Deburr | Supplier Process Change | A | Component Approval Document | Released |  | NO | 03/05/2019 08:43:40:157 | Release
CA073446,B,3,SPCR - Addition of Media Blast Deburr | SPCR - Addition of Media Blast Deburr | Supplier Process Change | B | Component Approval Document | Released |  | NO | 03/05/2019 08:43:40:157 | Release
CA073446,C,4,SPCR - Addition of Media Blast Deburr | SPCR - Addition of Media Blast Deburr | Supplier Process Change | C | Component Approval Document | Released |  | NO | 03/05/2019 08:43:40:141 | Release
CA073387,A,3,D37315-SPCR | D37315-SPCR | Supplier Process Change | A | Component Approval Document | Released |  | NO | 03/05/2019 08:43:37:875 | Release
CA073387,B,4,D37315-SPCR | D37315-SPCR | Supplier Process Change | B | Component Approval Document | Released |  | NO | 03/05/2019 08:43:37:860 | Release
CA073387,C,3,D37315-SPCR | D37315-SPCR | Supplier Process Change | C | Component Approval Document | Released |  | NO | 03/05/2019 08:43:37:860 | Release
CA073386,A,4,D37314-SPCR | D37314-SPCR | Supplier Process Change | A | Component Approval Document | Released |  | NO | 03/05/2019 08:43:37:797 | Release
CA073386,B,3,D37314-SPCR | D37314-SPCR | Supplier Process Change | B | Component Approval Document | Released |  | NO | 03/05/2019 08:43:37:797 | Release
CA073386,C,2,D37314-SPCR | D37314-SPCR | Supplier Process Change | C | Component Approval Document | Released |  | NO | 03/05/2019 08:43:37:735 | Release
CA073292,A,1,D40422P01_OVERALL LENGTH INSPECTION REDUCTION-SPCR | D40422P01_OVERALL LENGTH INSPECTION REDUCTION-SPCR | Supplier Process Change | A | Component Approval Document | Released |  | NO | 03/05/2019 08:43:35:578 | Release
CA073292,B,3,D40422P01_OVERALL LENGTH INSPECTION REDUCTION-SPCR | D40422P01_OVERALL LENGTH INSPECTION REDUCTION-SPCR | Supplier Process Change | B | Component Approval Document | Released |  | NO | 03/05/2019 08:43:35:578 | Release
CA072826,A,2,Insulator Spacer, D40422P01, New Mold | Insulator Spacer, D40422P01, New Mold | Supplier Process Change | A | Component Approval Document | Released |  | NO | 03/05/2019 08:43:20:516 | Release
CA072826,B,4,Insulator Spacer, D40422P01, New Mold | Insulator Spacer, D40422P01, New Mold | Supplier Process Change | B | Component Approval Document | Released |  | NO | 03/05/2019 08:43:20:516 | Release
CA072826,C,2,Insulator Spacer, D40422P01, New Mold | Insulator Spacer, D40422P01, New Mold | Supplier Process Change | C | Component Approval Document | Released |  | NO | 03/05/2019 08:43:20:453 | Release
CA072756,A,2,SPCR for Production MIM Molds | SPCR for Production MIM Molds | Supplier Process Change | A | Component Approval Document | Released |  | NO | 03/05/2019 08:43:19:016 | Release
CA072756,B,5,SPCR for Production MIM Molds | SPCR for Production MIM Molds | Supplier Process Change | B | Component Approval Document | Released |  | NO | 03/05/2019 08:43:19:000 | Release
CA072756,C,6,SPCR for Production MIM Molds | SPCR for Production MIM Molds | Supplier Process Change | C | Component Approval Document | Released |  | NO | 03/05/2019 08:43:18:985 | Release
CA072755,A,2,SPCR for Production Overmold Tooling | SPCR for Production Overmold Tooling | Supplier Process Change | A | Component Approval Document | Released |  | NO | 03/05/2019 08:43:18:953 | Release
CA072755,B,3,SPCR for Production Over-mold Tooling | SPCR for Production Over-mold Tooling | Supplier Process Change | B | Component Approval Document | Released |  | NO | 03/05/2019 08:43:18:938 | Release
CA072755,C,2,SPCR for Production Over-mold Tooling | SPCR for Production Over-mold Tooling | Supplier Process Change | C | Component Approval Document | Released |  | NO | 03/05/2019 08:43:18:922 | Release
CA072755,D,3,SPCR for Production Over-mold Tooling | SPCR for Production Over-mold Tooling | Supplier Process Change | D | Component Approval Document | Released |  | NO | 03/05/2019 08:43:18:922 | Release
CA072595,B,1,Process Change to Brick Knife | Process Change to Brick Knife | Supplier Process Change | B | Component Approval Document | Released |  | NO | 03/05/2019 08:43:13:500 | Release
CA072595,A,2,Process Change to Brick Knife | Process Change to Brick Knife | Supplier Process Change | A | Component Approval Document | Released |  | NO | 03/05/2019 08:43:13:469 | Release
CA072595,C,1,Process Change to Brick Knife | Process Change to Brick Knife | Supplier Process Change | C | Component Approval Document | Released |  | NO | 03/05/2019 08:43:13:453 | Release
CA072481,A,1,CP for D42820 | CP for D42820 | Control Plan | A | Component Approval Document | Working |  | NO | 03/05/2019 08:43:10:500 | WIP
CA072480,A,1,FAI for D42820 | FAI for D42820 | First Article | A | Component Approval Document | Working |  | NO | 03/05/2019 08:43:10:484 | WIP
CA072479,A,1,CS for D42820 | CS for D42820 | Capability Study | A | Component Approval Document | Working |  | NO | 03/05/2019 08:43:10:453 | WIP
CA072478,A,1,PFMEA for D42820 | PFMEA for D42820 | Supplier Process FMEA | A | Component Approval Document | Working |  | NO | 03/05/2019 08:43:10:422 | WIP
CA072477,A,1,CP for D42819 | CP for D42819 | Control Plan | A | Component Approval Document | Working |  | NO | 03/05/2019 08:43:10:391 | WIP
CA072476,A,2,FAI for D42819 | FAI for D42819 | First Article | A | Component Approval Document | Working |  | NO | 03/05/2019 08:43:10:359 | WIP
CA072475,A,1,CS for D42819 | CS for D42819 | Capability Study | A | Component Approval Document | Working |  | NO | 03/05/2019 08:43:10:313 | WIP
CA072474,A,1,PFMEA for D42819 | PFMEA for D42819 | Supplier Process FMEA | A | Component Approval Document | Working |  | NO | 03/05/2019 08:43:10:281 | WIP
CA072473,A,1,CP for D42818 | CP for D42818 | Control Plan | A | Component Approval Document | Working |  | NO | 03/05/2019 08:43:10:250 | WIP
CA072472,A,1,FAI for D42818 | FAI for D42818 | First Article | A | Component Approval Document | Working |  | NO | 03/05/2019 08:43:10:219 | WIP
CA072471,A,1,CS for D42818 | CS for D42818 | Capability Study | A | Component Approval Document | Working |  | NO | 03/05/2019 08:43:10:188 | WIP
CA072470,A,1,PFMEA for D42818 | PFMEA for D42818 | Supplier Process FMEA | A | Component Approval Document | Working |  | NO | 03/05/2019 08:43:10:156 | WIP
CA072469,A,1,CP for D42817 | CP for D42817 | Control Plan | A | Component Approval Document | Working |  | NO | 03/05/2019 08:43:10:094 | WIP
CA072468,A,1,FAI for D42817 | FAI for D42817 | First Article | A | Component Approval Document | Working |  | NO | 03/05/2019 08:43:10:047 | WIP
CA072467,A,1,CS for D42817 | CS for D42817 | Capability Study | A | Component Approval Document | Working |  | NO | 03/05/2019 08:43:10:016 | WIP
CA072466,A,1,PFMEA for D42817 | PFMEA for D42817 | Supplier Process FMEA | A | Component Approval Document | Working |  | NO | 03/05/2019 08:43:09:969 | WIP
CA072465,A,1,CP for D42816 | CP for D42816 | Control Plan | A | Component Approval Document | Working |  | NO | 03/05/2019 08:43:09:922 | WIP
CA072464,A,1,FAI for D42816 | FAI for D42816 | First Article | A | Component Approval Document | Working |  | NO | 03/05/2019 08:43:09:891 | WIP
CA072463,A,1,CS for D42816 | CS for D42816 | Capability Study | A | Component Approval Document | Working |  | NO | 03/05/2019 08:43:09:860 | WIP
CA072462,A,1,PFMEA for D42816 | PFMEA for D42816 | Supplier Process FMEA | A | Component Approval Document | Working |  | NO | 03/05/2019 08:43:09:797 | WIP
CA072461,A,1,CP for D42815 | CP for D42815 | Control Plan | A | Component Approval Document | Working |  | NO | 03/05/2019 08:43:09:766 | WIP
CA072460,A,1,FAI for D42815 | FAI for D42815 | First Article | A | Component Approval Document | Working |  | NO | 03/05/2019 08:43:09:672 | WIP
CA072459,A,1,Cap Study for D42815 | Cap Study for D42815 | Capability Study | A | Component Approval Document | Working |  | NO | 03/05/2019 08:43:09:625 | WIP
CA072458,A,1,PFMEA for D42815P01 | PFMEA for D42815P01 | Supplier Process FMEA | A | Component Approval Document | Working |  | NO | 03/05/2019 08:43:09:547 | WIP
CA072288,A,1,P000219 Brick Device Tote STS | P000219 Brick Device Tote STS | RMI/STS Checklist | A | Component Approval Document | Released |  | NO | 03/05/2019 08:43:04:641 | Release
CA072286,A,1,P000220 Brick Device Subassembly tote | P000220 Brick Device Subassembly tote | RMI/STS Checklist | A | Component Approval Document | Released |  | NO | 03/05/2019 08:43:04:547 | Release
CA072284,A,1,P000219 Brick Device Bulk Tote FAI | P000219 Brick Device Bulk Tote FAI | First Article | A | Component Approval Document | Released |  | NO | 03/05/2019 08:43:04:469 | Release
CA072283,A,1,P000220 Brick Shaft Assembly FAI | P000220 Brick Shaft Assembly FAI | First Article | A | Component Approval Document | Released |  | NO | 03/05/2019 08:43:04:438 | Release
CA072230,A,1,P000237 Brick Retainer STS | P000237 Brick Retainer STS | RMI/STS Checklist | A | Component Approval Document | Released |  | NO | 03/05/2019 08:43:02:719 | Release
CA072155,A,3,Brick Shipper P000225P01 STS form | Brick Shipper P000225P01 STS form | RMI/STS Checklist | A | Component Approval Document | Released |  | NO | 03/05/2019 08:43:00:297 | Release
CA072132,A,1,P000225 Brick Shipper Control Plan | P000225 Brick Shipper Control Plan | Control Plan | A | Component Approval Document | Released |  | NO | 03/05/2019 08:42:59:984 | Release
CA072070,A,1,P000225P01- Brick shipper first Article | P000225P01- Brick shipper first Article | First Article | A | Component Approval Document | Released |  | NO | 03/05/2019 08:42:57:984 | Release
CA072014,B,1,D40422-CP | D40422-CP | Control Plan | B | Component Approval Document | Working |  | NO | 03/05/2019 08:42:55:672 | NA_amille68
CA071980,A,1,D40445_Closure lever_PFMEA | D40445_Closure lever_PFMEA | Supplier Process FMEA | A | Component Approval Document | Released |  | NO | 03/05/2019 08:42:55:531 | Release
CA071978,A,2,D40445_Closure lever_CP | D40445_Closure lever_CP | Control Plan | A | Component Approval Document | Released |  | NO | 03/05/2019 08:42:55:500 | Release
CA071978,B,1,D40445_Closure lever_CP | D40445_Closure lever_CP | Control Plan | B | Component Approval Document | Released |  | NO | 03/05/2019 08:42:55:484 | Release
CA071977,A,2,D40445_Closure lever_CS | D40445_Closure lever_CS | Capability Study | A | Component Approval Document | Released |  | NO | 03/05/2019 08:42:55:422 | Release
CA071977,B,2,D40445_Closure lever_CS | D40445_Closure lever_CS | Capability Study | B | Component Approval Document | Released |  | NO | 03/05/2019 08:42:55:406 | Release
CA071976,A,1,D40445_Closure lever_FAI | D40445_Closure lever_FAI | First Article | A | Component Approval Document | Released |  | NO | 03/05/2019 08:42:55:344 | Release
CA071976,B,2,D40445_Closure lever_FAI | D40445_Closure lever_FAI | First Article | B | Component Approval Document | Released |  | NO | 03/05/2019 08:42:55:328 | Release
CA071886,B,2,D41497P01_Wire Guide CP | D41497P01_Wire Guide CP | Control Plan | B | Component Approval Document | Working |  | YES | 03/05/2019 08:42:52:625 | NA_mbolton6
CA071886,A,3,D41497P01_Wire Guide CP | D41497P01_Wire Guide CP | Control Plan | A | Component Approval Document | Released |  | NO | 03/05/2019 08:42:52:594 | Release
CA071886,B,1,D41497P01_Wire Guide CP | D41497P01_Wire Guide CP | Control Plan | B | Component Approval Document | Working |  | NO | 03/05/2019 08:42:52:594 | WIP
CA071885,A,2,D41497P01-PFMEA | D41497P01-PFMEA | Supplier Process FMEA | A | Component Approval Document | Released |  | NO | 03/05/2019 08:42:52:531 | Release
CA071885,B,2,D41497P01 & D45720P01_WIRE GUIDE PFMEA | D41497P01 & D45720P01_WIRE GUIDE PFMEA | Supplier Process FMEA | B | Component Approval Document | Released |  | NO | 03/05/2019 08:42:52:531 | Release
CA071704,A,1,D41595P01_UPPER_ELECRODE_CRR | D41595P01_UPPER_ELECRODE_CRR | Component Requirements Review | A | Component Approval Document | Working |  | NO | 03/05/2019 08:42:45:484 | NA_hnagabhu
CA071672,A,2,D40445-D40445P01_CLOSURE LEVER SUBSTRATE_TRR | D40445-D40445P01_CLOSURE LEVER SUBSTRATE_TRR | Tooling Requirements Review (TRR) | A | Component Approval Document | Released |  | NO | 03/05/2019 08:42:45:141 | Release
CA071671,A,3,D40445P01_CLOSURE LEVER OVERMOLD_TRR | D40445P01_CLOSURE LEVER OVERMOLD_TRR | Tooling Requirements Review (TRR) | A | Component Approval Document | Released |  | NO | 03/05/2019 08:42:45:125 | Release
CA071235,A,2,D40445P01/P02-CLOSURE LEVER (OVERMOLDED) CRR | D40445P01/P02-CLOSURE LEVER (OVERMOLDED) CRR | Component Requirements Review | A | Component Approval Document | Released |  | NO | 03/05/2019 08:42:38:500 | Release
CA071178,A,2,Brick Retainer (P000237) Control Plan | Brick Retainer (P000237) Control Plan | Control Plan | A | Component Approval Document | Released |  | NO | 03/05/2019 08:42:36:844 | Release
CA071177,A,1,Brick Retainer (P000237P01) First Article | Brick Retainer (P000237P01) First Article | First Article | A | Component Approval Document | Released |  | NO | 03/05/2019 08:42:36:812 | Release
CA071159,A,1,Brick Sterile tray (P00221) Control Plan | Brick Sterile tray (P00221) Control Plan | Control Plan | A | Component Approval Document | Released |  | NO | 03/05/2019 08:42:36:375 | Release
CA071158,A,1,Brick Sterile Tray (P000221) First Article | Brick Sterile Tray (P000221) First Article | First Article | A | Component Approval Document | Released |  | NO | 03/05/2019 08:42:36:344 | Release
CA071157,A,1,Brick Sterile Tray (P000221) Capability Report | Brick Sterile Tray (P000221) Capability Report | Capability Study | A | Component Approval Document | Released |  | NO | 03/05/2019 08:42:36:312 | Release
CA070882,A,3,Single Cavity Mold - D41497 WIRE GUIDE | Single Cavity Mold - D41497 WIRE GUIDE | Tooling Requirements Review (TRR) | A | Component Approval Document | Released |  | NO | 03/05/2019 08:42:30:719 | Release
CA070827,A,4,Brick Shipper(P000225) CRR | Brick Shipper(P000225) CRR | Component Requirements Review | A | Component Approval Document | Released |  | NO | 03/05/2019 08:42:28:656 | Release
CA070763,A,3,Brick Device Bulk Tote CRR P000219 | Brick Device Bulk Tote CRR P000219 | Component Requirements Review | A | Component Approval Document | Released |  | NO | 03/05/2019 08:42:26:422 | Release
CA070147,A,3,Brick Retainer CRR (P000237) | Brick Retainer CRR (P000237) | Component Requirements Review | A | Component Approval Document | Released |  | NO | 03/05/2019 08:42:12:765 | Release
CA070146,A,2,Brick Lid Template (P000222P01) | Brick Lid Template (P000222P01) | Component Requirements Review | A | Component Approval Document | Released |  | NO | 03/05/2019 08:42:12:750 | Release
CA070144,A,3,Brick Sterile Tray CRR (P000221) | Brick Sterile Tray CRR (P000221) | Component Requirements Review | A | Component Approval Document | Released |  | NO | 03/05/2019 08:42:12:703 | Release
CA070143,A,4,Brick Shaft Subassembly tote | Brick Shaft Subassembly tote | Component Requirements Review | A | Component Approval Document | Released |  | NO | 03/05/2019 08:42:12:656 | Release
CA070120,B,3,D40422_Insulated Spacer_CP | D40422_Insulated Spacer_CP | Control Plan | B | Component Approval Document | Released |  | NO | 03/05/2019 08:42:12:625 | Release
CA070120,A,2,D40422_Insulated Spacer_CP | D40422_Insulated Spacer_CP | Control Plan | A | Component Approval Document | Released |  | NO | 03/05/2019 08:42:12:609 | Release
CA070120,C,3,D40422_Insulated Spacer_CP | D40422_Insulated Spacer_CP | Control Plan | C | Component Approval Document | Released |  | NO | 03/05/2019 08:42:12:562 | Release
CA070119,C,2,D40422P01_Insulated Spacer_PFMEA | D40422P01_Insulated Spacer_PFMEA | Supplier Process FMEA | C | Component Approval Document | Released |  | NO | 03/05/2019 08:42:12:500 | Release
CA070119,A,3,D40422P01_Insulated Spacer_PFMEA | D40422P01_Insulated Spacer_PFMEA | Supplier Process FMEA | A | Component Approval Document | Released |  | NO | 03/05/2019 08:42:12:484 | Release
CA070119,B,3,D40422P01_Insulated Spacer_PFMEA | D40422P01_Insulated Spacer_PFMEA | Supplier Process FMEA | B | Component Approval Document | Released |  | NO | 03/05/2019 08:42:12:484 | Release
CA070119,D,3,D40422P01_Insulated Spacer_PFMEA | D40422P01_Insulated Spacer_PFMEA | Supplier Process FMEA | D | Component Approval Document | Released |  | NO | 03/05/2019 08:42:12:468 | Release
CA070113,A,8,D40422 Insulated Spacer_CS | D40422 Insulated Spacer_CS | Capability Study | A | Component Approval Document | Released |  | NO | 03/05/2019 08:42:12:218 | Release
CA070113,B,1,D40422 Insulated Spacer_CS | D40422 Insulated Spacer_CS | Capability Study | B | Component Approval Document | Released |  | NO | 03/05/2019 08:42:12:203 | Release
CA070113,C,5,D40422 Insulated Spacer_CS | D40422 Insulated Spacer_CS | Capability Study | C | Component Approval Document | Released |  | NO | 03/05/2019 08:42:12:156 | Release
CA070110,A,4,D40422_Insulated Spacer_FAI | D40422_Insulated Spacer_FAI | First Article | A | Component Approval Document | Released |  | NO | 03/05/2019 08:42:11:968 | Release
CA070110,B,1,D40422_Insulated Spacer_FAI | D40422_Insulated Spacer_FAI | First Article | B | Component Approval Document | Released |  | NO | 03/05/2019 08:42:11:968 | Release
CA070110,C,4,D40422_Insulated Spacer_FAI | D40422_Insulated Spacer_FAI | First Article | C | Component Approval Document | Released |  | NO | 03/05/2019 08:42:11:953 | Release
CA070002,A,3,D37771_Knife Trigger_CP | D37771_Knife Trigger_CP | Control Plan | A | Component Approval Document | Released |  | NO | 03/05/2019 08:42:10:968 | Release
CA070002,B,4,D37771_Knife Trigger_CP | D37771_Knife Trigger_CP | Control Plan | B | Component Approval Document | Released |  | NO | 03/05/2019 08:42:10:953 | Release
CA069988,A,2,D37771_Knife Trigger_PFMEA | D37771_Knife Trigger_PFMEA | Supplier Process FMEA | A | Component Approval Document | Released |  | NO | 03/05/2019 08:42:10:687 | Release
CA069986,A,4,D37771_Knife Trigger_CS | D37771_Knife Trigger_CS | Capability Study | A | Component Approval Document | Released |  | NO | 03/05/2019 08:42:10:640 | Release
CA069984,A,4,D37771_Knife Trigger_FAI | D37771_Knife Trigger_FAI | First Article | A | Component Approval Document | Released |  | NO | 03/05/2019 08:42:10:515 | Release
CA069527,A,2,D40422P01 Insulated Spacer CRR | D40422P01 Insulated Spacer CRR | Component Requirements Review | A | Component Approval Document | Released |  | NO | 03/05/2019 08:42:03:515 | Release
CA069527,B,3,D40422P01 Insulated Spacer CRR | D40422P01 Insulated Spacer CRR | Component Requirements Review | B | Component Approval Document | Released |  | NO | 03/05/2019 08:42:03:515 | Release
CA069527,C,1,D40422P01 Insulated Spacer CRR | D40422P01 Insulated Spacer CRR | Component Requirements Review | C | Component Approval Document | Released |  | NO | 03/05/2019 08:42:03:500 | Release
CA069527,D,3,D40422P01 Insulated Spacer CRR | D40422P01 Insulated Spacer CRR | Component Requirements Review | D | Component Approval Document | Released |  | NO | 03/05/2019 08:42:03:484 | Release
CA069524,A,3,Electrode Gap Measurment for Finished Device | Electrode Gap Measurment for Finished Device | Equipment Requirements Review | A | Component Approval Document | Rejected |  | NO | 03/05/2019 08:42:03:281 | WIP
CA069523,A,5,D40422 Insulated Spacer TRR | D40422 Insulated Spacer TRR | Tooling Requirements Review (TRR) | A | Component Approval Document | Released |  | NO | 03/05/2019 08:42:03:234 | Release
CA069443,A,3,CRR for Active Rod Heat Shrink D38178 | CRR for Active Rod Heat Shrink D38178 | Component Requirements Review | A | Component Approval Document | Released |  | NO | 03/05/2019 08:42:01:421 | Release
CA069182,B,2,Distal Washer_D37768_CP | Distal Washer_D37768_CP | Control Plan | B | Component Approval Document | Released |  | NO | 03/05/2019 08:41:56:859 | Release
CA069182,A,3,Distal Washer_D37768_CP | Distal Washer_D37768_CP | Control Plan | A | Component Approval Document | Released |  | NO | 03/05/2019 08:41:56:843 | Release
CA069182,C,3,Distal Washer_D37768_CP | Distal Washer_D37768_CP | Control Plan | C | Component Approval Document | Released |  | NO | 03/05/2019 08:41:56:843 | Release
CA069181,A,2,Distal Washer_D37768_FAI | Distal Washer_D37768_FAI | First Article | A | Component Approval Document | Released |  | NO | 03/05/2019 08:41:56:796 | Release
CA069181,B,3,Distal Washer_D37768_FAI | Distal Washer_D37768_FAI | First Article | B | Component Approval Document | Released |  | NO | 03/05/2019 08:41:56:781 | Release
CA069180,A,2,Distal Washer_D37768_CapStudy | Distal Washer_D37768_CapStudy | Capability Study | A | Component Approval Document | Released |  | NO | 03/05/2019 08:41:56:750 | Release
CA069180,B,3,Distal Washer_D37768_CapStudy | Distal Washer_D37768_CapStudy | Capability Study | B | Component Approval Document | Released |  | NO | 03/05/2019 08:41:56:718 | Release
CA069179,A,2,Distal Washer_D37768_PFMEA | Distal Washer_D37768_PFMEA | Supplier Process FMEA | A | Component Approval Document | Released |  | NO | 03/05/2019 08:41:56:656 | Release
CA069177,A,3,Jaw Pull Tube_D37766_CP | Jaw Pull Tube_D37766_CP | Control Plan | A | Component Approval Document | Released |  | NO | 03/05/2019 08:41:56:640 | Release
CA069177,B,3,Jaw Pull Tube_D37766_CP | Jaw Pull Tube_D37766_CP | Control Plan | B | Component Approval Document | Released |  | NO | 03/05/2019 08:41:56:624 | Release
CA069177,C,7,D37766P01_Jaw Pull Tube Formed_CP | D37766P01_Jaw Pull Tube Formed_CP | Control Plan | C | Component Approval Document | Released |  | NO | 03/05/2019 08:41:56:609 | Release
CA069176,A,3,Jaw Pull Tube_D37766_FAI | Jaw Pull Tube_D37766_FAI | First Article | A | Component Approval Document | Released |  | NO | 03/05/2019 08:41:56:562 | Release
CA069176,B,2,Jaw Pull Tube_D37766_FAI | Jaw Pull Tube_D37766_FAI | First Article | B | Component Approval Document | Released |  | NO | 03/05/2019 08:41:56:546 | Release
CA069176,C,4,D37766P01_Jaw Pull Tube Formed_FAI | D37766P01_Jaw Pull Tube Formed_FAI | First Article | C | Component Approval Document | Released |  | NO | 03/05/2019 08:41:56:546 | Release
CA069175,A,3,Jaw Pull Tube_D37766_CapStudy | Jaw Pull Tube_D37766_CapStudy | Capability Study | A | Component Approval Document | Released |  | NO | 03/05/2019 08:41:56:499 | Release
CA069175,B,1,Jaw Pull Tube_D37766_CapStudy | Jaw Pull Tube_D37766_CapStudy | Capability Study | B | Component Approval Document | Released |  | NO | 03/05/2019 08:41:56:499 | Release
CA069175,C,2,D37766P01_Jaw Pull Tube Formed_CS | D37766P01_Jaw Pull Tube Formed_CS | Capability Study | C | Component Approval Document | Released |  | NO | 03/05/2019 08:41:56:468 | Release
CA069174,A,2,Jaw Pull Tube_D37766_PFMEA | Jaw Pull Tube_D37766_PFMEA | Supplier Process FMEA | A | Component Approval Document | Released |  | NO | 03/05/2019 08:41:56:421 | Release
CA069174,B,4,D37766P01_Jaw Pull Tube Formed_PFMEA | D37766P01_Jaw Pull Tube Formed_PFMEA | Supplier Process FMEA | B | Component Approval Document | Released |  | NO | 03/05/2019 08:41:56:374 | Release
CA069172,A,2,Clip_D37298_CP | Clip_D37298_CP | Control Plan | A | Component Approval Document | Released |  | NO | 03/05/2019 08:41:56:312 | Release
CA069172,B,2,Clip_D37298_CP | Clip_D37298_CP | Control Plan | B | Component Approval Document | Released |  | NO | 03/05/2019 08:41:56:312 | Release
CA069171,A,2,Clip_D37298_FAI | Clip_D37298_FAI | First Article | A | Component Approval Document | Released |  | NO | 03/05/2019 08:41:56:281 | Release
CA069170,A,3,Clip_D37298_CapStudy | Clip_D37298_CapStudy | Capability Study | A | Component Approval Document | Released |  | NO | 03/05/2019 08:41:56:249 | Release
CA069169,A,2,Clip_D37298_PFMEA | Clip_D37298_PFMEA | Supplier Process FMEA | A | Component Approval Document | Released |  | NO | 03/05/2019 08:41:56:218 | Release
CA069167,A,7,Link_D37749_CP | Link_D37749_CP | Control Plan | A | Component Approval Document | Released |  | NO | 03/05/2019 08:41:56:187 | Release
CA069167,B,2,Link_D37749_CP | Link_D37749_CP | Control Plan | B | Component Approval Document | Released |  | NO | 03/05/2019 08:41:56:171 | Release
CA069166,A,4,Link_D37749_FAI | Link_D37749_FAI | First Article | A | Component Approval Document | Released |  | NO | 03/05/2019 08:41:56:156 | Release
CA069165,A,2,Upper Electrode_D39440_Control Plan | Upper Electrode_D39440_Control Plan | Control Plan | A | Component Approval Document | Released |  | NO | 03/05/2019 08:41:56:124 | Release
CA069165,B,3,Upper Electrode_D39440_Control Plan | Upper Electrode_D39440_Control Plan | Control Plan | B | Component Approval Document | Released |  | NO | 03/05/2019 08:41:56:124 | Release
CA069164,A,2,Upper Electrode_D39440_FAI | Upper Electrode_D39440_FAI | First Article | A | Component Approval Document | Released |  | NO | 03/05/2019 08:41:56:078 | Release
CA069163,A,2,Upper Electrode_D39440_CapStudy | Upper Electrode_D39440_CapStudy | Capability Study | A | Component Approval Document | Released |  | NO | 03/05/2019 08:41:56:062 | Release
CA069162,A,2,Upper Electrode_D39440_PFMEA | Upper Electrode_D39440_PFMEA | Supplier Process FMEA | A | Component Approval Document | Released |  | NO | 03/05/2019 08:41:56:031 | Release
CA069160,A,3,Return Contact_D39221_Control Plan | Return Contact_D39221_Control Plan | Control Plan | A | Component Approval Document | Released |  | NO | 03/05/2019 08:41:55:999 | Release
CA069160,B,5,Return Contact_D39221_Control Plan | Return Contact_D39221_Control Plan | Control Plan | B | Component Approval Document | Released |  | NO | 03/05/2019 08:41:55:984 | Release
CA069159,A,2,Return Contact_D39221_FAI | Return Contact_D39221_FAI | First Article | A | Component Approval Document | Released |  | NO | 03/05/2019 08:41:55:937 | Release
CA069158,A,5,Link_D37749_CS | Link_D37749_CS | Capability Study | A | Component Approval Document | Released |  | NO | 03/05/2019 08:41:55:906 | Release
CA069157,A,2,Return Contact_D39221_CapStudy | Return Contact_D39221_CapStudy | Capability Study | A | Component Approval Document | Released |  | NO | 03/05/2019 08:41:55:890 | Release
CA069156,A,3,Return Contact_D39221_PFMEA | Return Contact_D39221_PFMEA | Supplier Process FMEA | A | Component Approval Document | Released |  | NO | 03/05/2019 08:41:55:828 | Release
CA069154,A,2,Proximal Washer_D37303_Control Plan | Proximal Washer_D37303_Control Plan | Control Plan | A | Component Approval Document | Released |  | NO | 03/05/2019 08:41:55:812 | Release
CA069154,B,2,Proximal Washer_D37303_Control Plan | Proximal Washer_D37303_Control Plan | Control Plan | B | Component Approval Document | Released |  | NO | 03/05/2019 08:41:55:781 | Release
CA069153,A,2,Proximal Washer_D37303_FAI | Proximal Washer_D37303_FAI | First Article | A | Component Approval Document | Released |  | NO | 03/05/2019 08:41:55:749 | Release
CA069152,A,2,Proximal Washer_D37303_CapStudy | Proximal Washer_D37303_CapStudy | Capability Study | A | Component Approval Document | Released |  | NO | 03/05/2019 08:41:55:718 | Release
CA069151,A,3,Proximal Washer_D37303_PFMEA | Proximal Washer_D37303_PFMEA | Supplier Process FMEA | A | Component Approval Document | Released |  | NO | 03/05/2019 08:41:55:703 | Release
CA069150,A,5,Link_D37749_PFMEA | Link_D37749_PFMEA | Supplier Process FMEA | A | Component Approval Document | Released |  | NO | 03/05/2019 08:41:55:671 | Release
CA069147,A,2,Small Compression Spring_D38070_Control Plan | Small Compression Spring_D38070_Control Plan | Control Plan | A | Component Approval Document | Released |  | NO | 03/05/2019 08:41:55:656 | Release
CA069147,C,2,Small Compression Spring_D38070_Control Plan | Small Compression Spring_D38070_Control Plan | Control Plan | C | Component Approval Document | Released |  | NO | 03/05/2019 08:41:55:656 | Release
CA069147,B,4,Small Compression Spring_D38070_Control Plan | Small Compression Spring_D38070_Control Plan | Control Plan | B | Component Approval Document | Released |  | NO | 03/05/2019 08:41:55:640 | Release
CA069147,D,2,Small Compression Spring_D38070_Control Plan | Small Compression Spring_D38070_Control Plan | Control Plan | D | Component Approval Document | Released |  | NO | 03/05/2019 08:41:55:609 | Release
CA069146,A,2,Small Compression Spring_D38070_FAI | Small Compression Spring_D38070_FAI | First Article | A | Component Approval Document | Released |  | NO | 03/05/2019 08:41:55:578 | Release
CA069146,B,4,Small Compression Spring_D38070_FAI | Small Compression Spring_D38070_FAI | First Article | B | Component Approval Document | Released |  | NO | 03/05/2019 08:41:55:562 | Release
CA069145,B,2,Lower Test Puck_D39046_CP | Lower Test Puck_D39046_CP | Control Plan | B | Component Approval Document | Released |  | NO | 03/05/2019 08:41:55:531 | Release
CA069145,C,3,Lower Test Puck_D39046_CP | Lower Test Puck_D39046_CP | Control Plan | C | Component Approval Document | Released |  | NO | 03/05/2019 08:41:55:531 | Release
CA069145,A,4,Lower Test Puck_D39046_CP | Lower Test Puck_D39046_CP | Control Plan | A | Component Approval Document | Released |  | NO | 03/05/2019 08:41:55:515 | Release
CA069145,D,2,Lower Test Puck_D39046_CP | Lower Test Puck_D39046_CP | Control Plan | D | Component Approval Document | Released |  | NO | 03/05/2019 08:41:55:468 | Release
CA069144,A,2,Small Compression Spring_D38070_CapStudy | Small Compression Spring_D38070_CapStudy | Capability Study | A | Component Approval Document | Released |  | NO | 03/05/2019 08:41:55:421 | Release
CA069144,B,3,Small Compression Spring_D38070_CapStudy | Small Compression Spring_D38070_CapStudy | Capability Study | B | Component Approval Document | Released |  | NO | 03/05/2019 08:41:55:406 | Release
CA069143,A,2,Small Compression Spring_D38070_PFMEA | Small Compression Spring_D38070_PFMEA | Supplier Process FMEA | A | Component Approval Document | Released |  | NO | 03/05/2019 08:41:55:374 | Release
CA069142,A,4,Lower Test Puck_D39046_FAI | Lower Test Puck_D39046_FAI | First Article | A | Component Approval Document | Released |  | NO | 03/05/2019 08:41:55:359 | Release
CA069140,A,2,Torsion Spring_D38224_Control Plan | Torsion Spring_D38224_Control Plan | Control Plan | A | Component Approval Document | Released |  | NO | 03/05/2019 08:41:55:328 | Release
CA069140,B,2,Torsion Spring_D38224_Control Plan | Torsion Spring_D38224_Control Plan | Control Plan | B | Component Approval Document | Released |  | NO | 03/05/2019 08:41:55:328 | Release
CA069140,C,4,Torsion Spring_D38224_Control Plan | Torsion Spring_D38224_Control Plan | Control Plan | C | Component Approval Document | Released |  | NO | 03/05/2019 08:41:55:312 | Release
CA069139,A,2,Torsion Spring_D38224_FAI | Torsion Spring_D38224_FAI | First Article | A | Component Approval Document | Released |  | NO | 03/05/2019 08:41:55:281 | Release
CA069139,B,2,Torsion Spring_D38224_FAI | Torsion Spring_D38224_FAI | First Article | B | Component Approval Document | Released |  | NO | 03/05/2019 08:41:55:281 | Release
CA069138,A,2,Torsion Spring_D38224_CapStudy | Torsion Spring_D38224_CapStudy | Capability Study | A | Component Approval Document | Released |  | NO | 03/05/2019 08:41:55:234 | Release
CA069138,B,2,Torsion Spring_D38224_CapStudy | Torsion Spring_D38224_CapStudy | Capability Study | B | Component Approval Document | Released |  | NO | 03/05/2019 08:41:55:234 | Release
CA069137,A,3,Lower Test Puck_D39046_CS | Lower Test Puck_D39046_CS | Capability Study | A | Component Approval Document | Released |  | NO | 03/05/2019 08:41:55:203 | Release
CA069136,A,2,Torsion Spring_D38224_PFMEA | Torsion Spring_D38224_PFMEA | Supplier Process FMEA | A | Component Approval Document | Released |  | NO | 03/05/2019 08:41:55:187 | Release
CA069136,B,3,Torsion Spring_D38224_PFMEA | Torsion Spring_D38224_PFMEA | Supplier Process FMEA | B | Component Approval Document | Released |  | NO | 03/05/2019 08:41:55:171 | Release
CA069134,C,4,Lower Test Puck_D39046_PFMEA | Lower Test Puck_D39046_PFMEA | Supplier Process FMEA | C | Component Approval Document | Released |  | NO | 03/05/2019 08:41:55:140 | Release
CA069134,A,3,Lower Test Puck_D39046_PFMEA | Lower Test Puck_D39046_PFMEA | Supplier Process FMEA | A | Component Approval Document | Released |  | NO | 03/05/2019 08:41:55:124 | Release
CA069134,B,3,Lower Test Puck_D39046_PFMEA | Lower Test Puck_D39046_PFMEA | Supplier Process FMEA | B | Component Approval Document | Released |  | NO | 03/05/2019 08:41:55:124 | Release
CA069134,D,2,Lower Test Puck_D39046_PFMEA | Lower Test Puck_D39046_PFMEA | Supplier Process FMEA | D | Component Approval Document | Released |  | NO | 03/05/2019 08:41:55:109 | Release
CA069133,A,6,Jaw Open Spring_D38069_Control Plan | Jaw Open Spring_D38069_Control Plan | Control Plan | A | Component Approval Document | Released |  | NO | 03/05/2019 08:41:55:031 | Release
CA069133,B,3,Jaw Open Spring_D38069_Control Plan | Jaw Open Spring_D38069_Control Plan | Control Plan | B | Component Approval Document | Released |  | NO | 03/05/2019 08:41:55:015 | Release
CA069133,C,2,Jaw Open Spring_D38069_Control Plan | Jaw Open Spring_D38069_Control Plan | Control Plan | C | Component Approval Document | Released |  | NO | 03/05/2019 08:41:55:015 | Release
CA069132,A,4,Jaw Open Spring_D38069_FAI | Jaw Open Spring_D38069_FAI | First Article | A | Component Approval Document | Released |  | NO | 03/05/2019 08:41:54:984 | Release
CA069132,B,2,Jaw Open Spring_D38069_FAI | Jaw Open Spring_D38069_FAI | First Article | B | Component Approval Document | Released |  | NO | 03/05/2019 08:41:54:968 | Release
CA069130,A,7,Jaw Open Spring_D38069_CapStudy | Jaw Open Spring_D38069_CapStudy | Capability Study | A | Component Approval Document | Released |  | NO | 03/05/2019 08:41:54:921 | Release
CA069130,B,2,Jaw Open Spring_D38069_CapStudy | Jaw Open Spring_D38069_CapStudy | Capability Study | B | Component Approval Document | Released |  | NO | 03/05/2019 08:41:54:921 | Release
CA069129,A,6,Jaw Open Spring_D38069_PFMEA | Jaw Open Spring_D38069_PFMEA | Supplier Process FMEA | A | Component Approval Document | Released |  | NO | 03/05/2019 08:41:54:859 | Release
CA069113,A,2,Upper Test Puck_D38690_CP | Upper Test Puck_D38690_CP | Control Plan | A | Component Approval Document | Released |  | NO | 03/05/2019 08:41:54:203 | Release
CA069113,B,2,Upper Test Puck_D38690_CP | Upper Test Puck_D38690_CP | Control Plan | B | Component Approval Document | Released |  | NO | 03/05/2019 08:41:54:203 | Release
CA069113,C,1,Upper Test Puck_D38690_CP | Upper Test Puck_D38690_CP | Control Plan | C | Component Approval Document | Released |  | NO | 03/05/2019 08:41:54:187 | Release
CA069106,A,2,Knife_D37709_Control Plan | Knife_D37709_Control Plan | Control Plan | A | Component Approval Document | Released |  | NO | 03/05/2019 08:41:53:906 | Release
CA069106,B,2,Knife_D37709_Control Plan | Knife_D37709_Control Plan | Control Plan | B | Component Approval Document | Released |  | NO | 03/05/2019 08:41:53:890 | Release
CA069106,C,2,Knife_D37709_Control Plan | Knife_D37709_Control Plan | Control Plan | C | Component Approval Document | Released |  | NO | 03/05/2019 08:41:53:874 | Release
CA069105,A,4,Knife_D37709_FAI | Knife_D37709_FAI | First Article | A | Component Approval Document | Released |  | NO | 03/05/2019 08:41:53:769 | Release
CA069105,B,3,Knife_D37709_FAI | Knife_D37709_FAI | First Article | B | Component Approval Document | Released |  | NO | 03/05/2019 08:41:53:749 | Release
CA069105,C,2,Knife_D37709_FAI | Knife_D37709_FAI | First Article | C | Component Approval Document | Released |  | NO | 03/05/2019 08:41:53:703 | Release
CA069105,D,1,Knife_D37709_FAI | Knife_D37709_FAI | First Article | D | Component Approval Document | Released |  | NO | 03/05/2019 08:41:53:687 | Release
CA069104,A,2,Knife_D37709_CapStudy | Knife_D37709_CapStudy | Capability Study | A | Component Approval Document | Released |  | NO | 03/05/2019 08:41:53:624 | Release
CA069104,B,5,Knife_D37709_CapStudy | Knife_D37709_CapStudy | Capability Study | B | Component Approval Document | Released |  | NO | 03/05/2019 08:41:53:624 | Release
CA069104,C,2,Knife_D37709_CapStudy | Knife_D37709_CapStudy | Capability Study | C | Component Approval Document | Released |  | NO | 03/05/2019 08:41:53:609 | Release
CA069104,D,1,Knife_D37709_CapStudy | Knife_D37709_CapStudy | Capability Study | D | Component Approval Document | Released |  | NO | 03/05/2019 08:41:53:593 | Release
CA069103,A,3,Knife_D37709_PFMEA | Knife_D37709_PFMEA | Supplier Process FMEA | A | Component Approval Document | Released |  | NO | 03/05/2019 08:41:53:546 | Release
CA069103,B,2,Knife_D37709_PFMEA | Knife_D37709_PFMEA | Supplier Process FMEA | B | Component Approval Document | Released |  | NO | 03/05/2019 08:41:53:531 | Release
CA069101,A,7,Jaw Pull Pin_D37708_Control Plan | Jaw Pull Pin_D37708_Control Plan | Control Plan | A | Component Approval Document | Released |  | NO | 03/05/2019 08:41:53:484 | Release
CA069101,B,2,Jaw Pull Pin_D37708_Control Plan | Jaw Pull Pin_D37708_Control Plan | Control Plan | B | Component Approval Document | Released |  | NO | 03/05/2019 08:41:53:468 | Release
CA069101,C,2,Jaw Pull Pin_D37708_Control Plan | Jaw Pull Pin_D37708_Control Plan | Control Plan | C | Component Approval Document | Released |  | NO | 03/05/2019 08:41:53:468 | Release
CA069099,A,3,Jaw Pull Pin_D37708_FAI | Jaw Pull Pin_D37708_FAI | First Article | A | Component Approval Document | Released |  | NO | 03/05/2019 08:41:53:421 | Release
CA069098,A,5,Jaw Pull Pin_D37708_CapStudy | Jaw Pull Pin_D37708_CapStudy | Capability Study | A | Component Approval Document | Released |  | NO | 03/05/2019 08:41:53:406 | Release
CA069097,A,3,Upper Test Puck_D38690_FAI | Upper Test Puck_D38690_FAI | First Article | A | Component Approval Document | Released |  | NO | 03/05/2019 08:41:53:359 | Release
CA069096,A,5,Jaw Pull Pin_D37708_PFMEA | Jaw Pull Pin_D37708_PFMEA | Supplier Process FMEA | A | Component Approval Document | Released |  | NO | 03/05/2019 08:41:53:296 | Release
CA069094,A,3,Jaw Pivot Pin_D35438_Control Plan | Jaw Pivot Pin_D35438_Control Plan | Control Plan | A | Component Approval Document | Released |  | NO | 03/05/2019 08:41:53:265 | Release
CA069094,B,2,Jaw Pivot Pin_D35438_Control Plan | Jaw Pivot Pin_D35438_Control Plan | Control Plan | B | Component Approval Document | Released |  | NO | 03/05/2019 08:41:53:249 | Release
CA069093,A,2,Upper Test Puck_D38690_CS | Upper Test Puck_D38690_CS | Capability Study | A | Component Approval Document | Released |  | NO | 03/05/2019 08:41:53:218 | Release
CA069092,A,2,Jaw Pivot Pin_D35438_FAI | Jaw Pivot Pin_D35438_FAI | First Article | A | Component Approval Document | Released |  | NO | 03/05/2019 08:41:53:187 | Release
CA069091,A,2,Jaw Pivot Pin_D35438_CapStudy | Jaw Pivot Pin_D35438_CapStudy | Capability Study | A | Component Approval Document | Released |  | NO | 03/05/2019 08:41:53:156 | Release
CA069090,A,2,Jaw Pivot Pin_D35438_PFMEA | Jaw Pivot Pin_D35438_PFMEA | Supplier Process FMEA | A | Component Approval Document | Released |  | NO | 03/05/2019 08:41:53:124 | Release
CA069086,A,2,Upper Test Puck_D38690_PFMEA | Upper Test Puck_D38690_PFMEA | Supplier Process FMEA | A | Component Approval Document | Released |  | NO | 03/05/2019 08:41:53:046 | Release
CA069086,B,1,Upper Test Puck_D38690_PFMEA | Upper Test Puck_D38690_PFMEA | Supplier Process FMEA | B | Component Approval Document | Released |  | NO | 03/05/2019 08:41:53:046 | Release
CA069079,A,2,Proximal Spring Guide_D39466_Control Plan | Proximal Spring Guide_D39466_Control Plan | Control Plan | A | Component Approval Document | Released |  | NO | 03/05/2019 08:41:52:890 | Release
CA069079,B,2,Proximal Spring Guide_D39466_Control Plan | Proximal Spring Guide_D39466_Control Plan | Control Plan | B | Component Approval Document | Released |  | NO | 03/05/2019 08:41:52:874 | Release
CA069078,A,2,Proximal Spring Guide_D39466_FAI | Proximal Spring Guide_D39466_FAI | First Article | A | Component Approval Document | Released |  | NO | 03/05/2019 08:41:52:828 | Release
CA069078,B,2,Proximal Spring Guide_D39466_FAI | Proximal Spring Guide_D39466_FAI | First Article | B | Component Approval Document | Released |  | NO | 03/05/2019 08:41:52:812 | Release
CA069076,A,3,Lower Jaw_D36971_CP | Lower Jaw_D36971_CP | Control Plan | A | Component Approval Document | Released |  | NO | 03/05/2019 08:41:52:796 | Release
CA069076,B,1,Lower Jaw_D36971_CP | Lower Jaw_D36971_CP | Control Plan | B | Component Approval Document | Released |  | NO | 03/05/2019 08:41:52:781 | Release
CA069075,A,3,Lower Jaw_D36971_FAI | Lower Jaw_D36971_FAI | First Article | A | Component Approval Document | Released |  | NO | 03/05/2019 08:41:52:765 | Release
CA069074,A,2,Lower Jaw_D36971_CS | Lower Jaw_D36971_CS | Capability Study | A | Component Approval Document | Released |  | NO | 03/05/2019 08:41:52:734 | Release
CA069073,A,2,Proximal Spring Guide_D39466_CapStudy | Proximal Spring Guide_D39466_CapStudy | Capability Study | A | Component Approval Document | Released |  | NO | 03/05/2019 08:41:52:703 | Release
CA069073,B,2,Proximal Spring Guide_D39466_CapStudy | Proximal Spring Guide_D39466_CapStudy | Capability Study | B | Component Approval Document | Released |  | NO | 03/05/2019 08:41:52:703 | Release
CA069072,A,2,Proximal Spring Guide_D39466_PFMEA | Proximal Spring Guide_D39466_PFMEA | Supplier Process FMEA | A | Component Approval Document | Released |  | NO | 03/05/2019 08:41:52:656 | Release
CA069071,A,2,Lower Jaw_D36971_PFMEA | Lower Jaw_D36971_PFMEA | Supplier Process FMEA | A | Component Approval Document | Released |  | NO | 03/05/2019 08:41:52:640 | Release
CA069069,A,3,Lower Jaw_D36971_CRR | Lower Jaw_D36971_CRR | Component Requirements Review | A | Component Approval Document | Released |  | NO | 03/05/2019 08:41:52:593 | Release
CA069067,A,2,Upper Jaw_D36970_CP | Upper Jaw_D36970_CP | Control Plan | A | Component Approval Document | Released |  | NO | 03/05/2019 08:41:52:562 | Release
CA069067,B,1,Upper Jaw_D36970_CP | Upper Jaw_D36970_CP | Control Plan | B | Component Approval Document | Released |  | NO | 03/05/2019 08:41:52:562 | Release
CA069066,A,3,Lower Electrode_D39442_Control Plan | Lower Electrode_D39442_Control Plan | Control Plan | A | Component Approval Document | Released |  | NO | 03/05/2019 08:41:52:499 | Release
CA069066,B,2,Lower Electrode_D39442_Control Plan | Lower Electrode_D39442_Control Plan | Control Plan | B | Component Approval Document | Released |  | NO | 03/05/2019 08:41:52:484 | Release
CA069065,A,2,Lower Electrode_D39442_FAI | Lower Electrode_D39442_FAI | First Article | A | Component Approval Document | Released |  | NO | 03/05/2019 08:41:52:453 | Release
CA069064,A,2,Lower Electrode_D39442_CapStudy | Lower Electrode_D39442_CapStudy | Capability Study | A | Component Approval Document | Released |  | NO | 03/05/2019 08:41:52:421 | Release
CA069063,A,3,Lower Electrode_D39442_PFMEA | Lower Electrode_D39442_PFMEA | Supplier Process FMEA | A | Component Approval Document | Released |  | NO | 03/05/2019 08:41:52:390 | Release
CA069062,A,3,Upper Jaw_D36970_FAI | Upper Jaw_D36970_FAI | First Article | A | Component Approval Document | Released |  | NO | 03/05/2019 08:41:52:359 | Release
CA069061,A,2,Upper Jaw_D36970_CS | Upper Jaw_D36970_CS | Capability Study | A | Component Approval Document | Released |  | NO | 03/05/2019 08:41:52:328 | Release
CA069060,A,2,Upper Jaw_D36970_PFMEA | Upper Jaw_D36970_PFMEA | Supplier Process FMEA | A | Component Approval Document | Released |  | NO | 03/05/2019 08:41:52:296 | Release
CA069058,A,3,Upper Jaw_D36970_CRR | Upper Jaw_D36970_CRR | Component Requirements Review | A | Component Approval Document | Released |  | NO | 03/05/2019 08:41:52:265 | Release
CA069057,C,4,Lower Jaw MIM_D37314_CP | Lower Jaw MIM_D37314_CP | Control Plan | C | Component Approval Document | Released |  | NO | 03/05/2019 08:41:52:218 | Release
CA069057,D,4,Lower Jaw MIM_D37314_CP | Lower Jaw MIM_D37314_CP | Control Plan | D | Component Approval Document | Released |  | NO | 03/05/2019 08:41:52:218 | Release
CA069057,B,3,Lower Jaw MIM_D37314_CP | Lower Jaw MIM_D37314_CP | Control Plan | B | Component Approval Document | Released |  | NO | 03/05/2019 08:41:52:203 | Release
CA069057,E,2,Lower Jaw MIM_D37314_CP | Lower Jaw MIM_D37314_CP | Control Plan | E | Component Approval Document | Released |  | NO | 03/05/2019 08:41:52:203 | Release
CA069057,A,5,Lower Jaw MIM_D37314_CP | Lower Jaw MIM_D37314_CP | Control Plan | A | Component Approval Document | Released |  | NO | 03/05/2019 08:41:52:187 | Release
CA069057,F,4,Lower Jaw MIM_D37314_CP | Lower Jaw MIM_D37314_CP | Control Plan | F | Component Approval Document | Released |  | NO | 03/05/2019 08:41:52:171 | Release
CA069056,A,9,Lower Jaw MIM_D37314_FAI | Lower Jaw MIM_D37314_FAI | First Article | A | Component Approval Document | Released |  | NO | 03/05/2019 08:41:52:125 | Release
CA069056,B,4,Lower Jaw MIM_D37314_FAI | Lower Jaw MIM_D37314_FAI | First Article | B | Component Approval Document | Released |  | NO | 03/05/2019 08:41:52:109 | Release
CA069055,A,7,Lower Jaw MIM_D37314_CS | Lower Jaw MIM_D37314_CS | Capability Study | A | Component Approval Document | Released |  | NO | 03/05/2019 08:41:52:078 | Release
CA069055,B,2,Lower Jaw MIM_D37314_CS | Lower Jaw MIM_D37314_CS | Capability Study | B | Component Approval Document | Released |  | NO | 03/05/2019 08:41:52:078 | Release
CA069054,B,3,Lower Jaw MIM_D37314_PFMEA | Lower Jaw MIM_D37314_PFMEA | Supplier Process FMEA | B | Component Approval Document | Released |  | NO | 03/05/2019 08:41:52:046 | Release
CA069054,C,3,Lower Jaw MIM_D37314_PFMEA | Lower Jaw MIM_D37314_PFMEA | Supplier Process FMEA | C | Component Approval Document | Released |  | NO | 03/05/2019 08:41:52:031 | Release
CA069054,D,2,Lower Jaw MIM_D37314_PFMEA | Lower Jaw MIM_D37314_PFMEA | Supplier Process FMEA | D | Component Approval Document | Released |  | NO | 03/05/2019 08:41:52:015 | Release
CA069054,A,6,Lower Jaw MIM_D37314_PFMEA | Lower Jaw MIM_D37314_PFMEA | Supplier Process FMEA | A | Component Approval Document | Released |  | NO | 03/05/2019 08:41:51:999 | Release
CA069054,E,3,Lower Jaw MIM_D37314_PFMEA | Lower Jaw MIM_D37314_PFMEA | Supplier Process FMEA | E | Component Approval Document | Released |  | NO | 03/05/2019 08:41:51:937 | Release
CA069053,C,1,Upper Jaw MIM_D37315_CP | Upper Jaw MIM_D37315_CP | Control Plan | C | Component Approval Document | Released |  | NO | 03/05/2019 08:41:51:843 | Release
CA069053,B,3,Upper Jaw MIM_D37315_CP | Upper Jaw MIM_D37315_CP | Control Plan | B | Component Approval Document | Released |  | NO | 03/05/2019 08:41:51:828 | Release
CA069053,A,5,Upper Jaw MIM_D37315_CP | Upper Jaw MIM_D37315_CP | Control Plan | A | Component Approval Document | Released |  | NO | 03/05/2019 08:41:51:812 | Release
CA069053,D,3,Upper Jaw MIM_D37315_CP | Upper Jaw MIM_D37315_CP | Control Plan | D | Component Approval Document | Released |  | NO | 03/05/2019 08:41:51:765 | Release
CA069052,A,8,Upper Jaw MIM_D37315_FAI | Upper Jaw MIM_D37315_FAI | First Article | A | Component Approval Document | Released |  | NO | 03/05/2019 08:41:51:718 | Release
CA069052,B,4,Upper Jaw MIM_D37315_FAI | Upper Jaw MIM_D37315_FAI | First Article | B | Component Approval Document | Released |  | NO | 03/05/2019 08:41:51:703 | Release
CA069051,A,6,Upper Jaw MIM_D37315_CS | Upper Jaw MIM_D37315_CS | Capability Study | A | Component Approval Document | Released |  | NO | 03/05/2019 08:41:51:671 | Release
CA069051,B,4,Upper Jaw MIM_D37315_CS | Upper Jaw MIM_D37315_CS | Capability Study | B | Component Approval Document | Released |  | NO | 03/05/2019 08:41:51:671 | Release
CA069050,A,6,Upper Jaw MIM_D37315_PFMEA | Upper Jaw MIM_D37315_PFMEA | Supplier Process FMEA | A | Component Approval Document | Released |  | NO | 03/05/2019 08:41:51:640 | Release
CA069050,B,1,Upper Jaw MIM_D37315_PFMEA | Upper Jaw MIM_D37315_PFMEA | Supplier Process FMEA | B | Component Approval Document | Released |  | NO | 03/05/2019 08:41:51:640 | Release
CA069050,C,3,Upper Jaw MIM_D37315_PFMEA | Upper Jaw MIM_D37315_PFMEA | Supplier Process FMEA | C | Component Approval Document | Released |  | NO | 03/05/2019 08:41:51:624 | Release
CA069018,A,4,CAP Wire Guide, Brick | CAP Wire Guide, Brick | Capability Study | A | Component Approval Document | Released |  | NO | 03/05/2019 08:41:51:124 | Release
CA069017,A,5,FAI, Wire Guide, Brick | FAI, Wire Guide, Brick | First Article | A | Component Approval Document | Released |  | NO | 03/05/2019 08:41:51:093 | Release
CA069016,A,1,CRR, Wire Guide, Brick | CRR, Wire Guide, Brick | Component Requirements Review | A | Component Approval Document | Working |  | NO | 03/05/2019 08:41:51:062 | WIP
CA068987,A,3,D37771_Knife_Trigger_CRR | D37771_Knife_Trigger_CRR | Component Requirements Review | A | Component Approval Document | Released |  | NO | 03/05/2019 08:41:49:906 | Release
CA068952,A,2,D36971_Lower_Jaw_TRR | D36971_Lower_Jaw_TRR | Tooling Requirements Review (TRR) | A | Component Approval Document | Released |  | NO | 03/05/2019 08:41:49:343 | Release
CA068950,A,2,D36971_Lower_Jaw_TRR | D36971_Lower_Jaw_TRR | Tooling Requirements Review (TRR) | A | Component Approval Document | Released |  | NO | 03/05/2019 08:41:49:281 | Release
CA068833,A,2,D38341_Rack_Sphere_CP | D38341_Rack_Sphere_CP | Control Plan | A | Component Approval Document | Released |  | NO | 03/05/2019 08:41:47:937 | Release
CA068832,A,2,D38341_Rack_Sphere_PFMEA | D38341_Rack_Sphere_PFMEA | Supplier Process FMEA | A | Component Approval Document | Released |  | NO | 03/05/2019 08:41:47:906 | Release
CA068831,A,3,D38341_Rack_Sphere_Cap_Study | D38341_Rack_Sphere_Cap_Study | Capability Study | A | Component Approval Document | Released |  | NO | 03/05/2019 08:41:47:874 | Release
CA068830,A,3,D38341_Rack_Sphere_FAI | D38341_Rack_Sphere_FAI | First Article | A | Component Approval Document | Released |  | NO | 03/05/2019 08:41:47:859 | Release
CA068829,A,4,D38341_Rack_Sphere_CRR | D38341_Rack_Sphere_CRR | Component Requirements Review | A | Component Approval Document | Released |  | NO | 03/05/2019 08:41:47:828 | Release
CA068828,A,4,D38341_Rack_Sphere_TRR | D38341_Rack_Sphere_TRR | Tooling Requirements Review (TRR) | A | Component Approval Document | Released |  | NO | 03/05/2019 08:41:47:812 | Release
CA068447,A,1,Label Printer for single unit carton | Label Printer for single unit carton | Equipment Requirements Review | A | Component Approval Document | Released |  | NO | 03/05/2019 08:41:36:859 | Release
CA068375,A,3,D36713_Yoke_CP | D36713_Yoke_CP | Control Plan | A | Component Approval Document | Released |  | NO | 03/05/2019 08:41:34:827 | Release
CA068375,B,1,D36713_Yoke_CP | D36713_Yoke_CP | Control Plan | B | Component Approval Document | Released |  | NO | 03/05/2019 08:41:34:827 | Release
CA068374,A,3,D36713_Yoke_PFMEA | D36713_Yoke_PFMEA | Supplier Process FMEA | A | Component Approval Document | Released |  | NO | 03/05/2019 08:41:34:796 | Release
CA068373,A,3,D36713_Yoke_Cap_Study | D36713_Yoke_Cap_Study | Capability Study | A | Component Approval Document | Released |  | NO | 03/05/2019 08:41:34:765 | Release
CA068373,B,4,D36713_Yoke_Cap_Study | D36713_Yoke_Cap_Study | Capability Study | B | Component Approval Document | Released |  | NO | 03/05/2019 08:41:34:765 | Release
CA068372,A,2,D36713_Yoke_FAI | D36713_Yoke_FAI | First Article | A | Component Approval Document | Released |  | NO | 03/05/2019 08:41:34:718 | Release
CA068371,A,5,D36713_Yoke_CRR | D36713_Yoke_CRR | Component Requirements Review | A | Component Approval Document | Released |  | NO | 03/05/2019 08:41:34:687 | Release
CA068370,A,2,D36713_Yoke_TRR | D36713_Yoke_TRR | Tooling Requirements Review (TRR) | A | Component Approval Document | Released |  | NO | 03/05/2019 08:41:34:656 | Release
CA068342,A,6,D37118, D37119_RH and LH_Shroud_TRR | D37118, D37119_RH and LH_Shroud_TRR | Tooling Requirements Review (TRR) | A | Component Approval Document | Released |  | NO | 03/05/2019 08:41:34:140 | Release
CA068321,A,2,D37771_Knife_Trigger_TRR | D37771_Knife_Trigger_TRR | Tooling Requirements Review (TRR) | A | Component Approval Document | Released |  | NO | 03/05/2019 08:41:33:812 | Release
CA068319,A,5,D38342_Knife_Pusher_CP | D38342_Knife_Pusher_CP | Control Plan | A | Component Approval Document | Released |  | NO | 03/05/2019 08:41:33:781 | Release
CA068318,A,5,D38342_Knife_Pusher_PFMEA | D38342_Knife_Pusher_PFMEA | Supplier Process FMEA | A | Component Approval Document | Released |  | NO | 03/05/2019 08:41:33:749 | Release
CA068317,A,5,D38342_Knife_Pusher_Cap_Study | D38342_Knife_Pusher_Cap_Study | Capability Study | A | Component Approval Document | Released |  | NO | 03/05/2019 08:41:33:718 | Release
CA068316,A,5,D38342_Knife_Pusher_FAI | D38342_Knife_Pusher_FAI | First Article | A | Component Approval Document | Released |  | NO | 03/05/2019 08:41:33:687 | Release
CA068315,A,6,D38342_Knife_Pusher_CRR | D38342_Knife_Pusher_CRR | Component Requirements Review | A | Component Approval Document | Released |  | NO | 03/05/2019 08:41:33:656 | Release
CA068314,A,2,D38342_Knife_Pusher_TRR | D38342_Knife_Pusher_TRR | Tooling Requirements Review (TRR) | A | Component Approval Document | Released |  | NO | 03/05/2019 08:41:33:609 | Release
CA068305,A,2,D36709_Collar_CP | D36709_Collar_CP | Control Plan | A | Component Approval Document | Released |  | NO | 03/05/2019 08:41:33:281 | Release
CA068305,B,2,D36709_Collar_CP | D36709_Collar_CP | Control Plan | B | Component Approval Document | Released |  | NO | 03/05/2019 08:41:33:265 | Release
CA068304,A,2,D36709_Collar_PFMEA | D36709_Collar_PFMEA | Supplier Process FMEA | A | Component Approval Document | Released |  | NO | 03/05/2019 08:41:33:234 | Release
CA068303,A,5,D36709_Collar_Cap_Study | D36709_Collar_Cap_Study | Capability Study | A | Component Approval Document | Released |  | NO | 03/05/2019 08:41:33:202 | Release
CA068302,A,2,D36709_Collar_FAI | D36709_Collar_FAI | First Article | A | Component Approval Document | Released |  | NO | 03/05/2019 08:41:33:171 | Release
CA068301,A,7,D36709_Collar_CRR | D36709_Collar_CRR | Component Requirements Review | A | Component Approval Document | Released |  | NO | 03/05/2019 08:41:33:124 | Release
CA068300,A,3,D36709_Collar_TRR | D36709_Collar_TRR | Tooling Requirements Review (TRR) | A | Component Approval Document | Released |  | NO | 03/05/2019 08:41:33:093 | Release
CA068270,A,2,D36823_Compound_Gear_CP | D36823_Compound_Gear_CP | Control Plan | A | Component Approval Document | Released |  | NO | 03/05/2019 08:41:32:454 | Release
CA068270,B,1,D36823_Compound_Gear_CP | D36823_Compound_Gear_CP | Control Plan | B | Component Approval Document | Released |  | NO | 03/05/2019 08:41:32:406 | Release
CA068269,A,2,D36823_Compound_Gear_FMEA | D36823_Compound_Gear_FMEA | Supplier Process FMEA | A | Component Approval Document | Released |  | NO | 03/05/2019 08:41:32:327 | Release
CA068268,A,2,D36823_Compound_Gear_CS | D36823_Compound_Gear_CS | Capability Study | A | Component Approval Document | Released |  | NO | 03/05/2019 08:41:32:281 | Release
CA068268,B,4,D36823_Compound_Gear_CS | D36823_Compound_Gear_CS | Capability Study | B | Component Approval Document | Released |  | NO | 03/05/2019 08:41:32:281 | Release
CA068267,A,2,D36823_Compound_Gear_FA | D36823_Compound_Gear_FA | First Article | A | Component Approval Document | Released |  | NO | 03/05/2019 08:41:32:249 | Release
CA068266,A,3,D36823_Compound_Gear_CRR | D36823_Compound_Gear_CRR | Component Requirements Review | A | Component Approval Document | Released |  | NO | 03/05/2019 08:41:32:218 | Release
CA068265,A,3,D36823_Compound_Gear_TRR | D36823_Compound_Gear_TRR | Tooling Requirements Review (TRR) | A | Component Approval Document | Released |  | NO | 03/05/2019 08:41:32:187 | Release
CA068106,A,2,Brick Knife D37709P01 TRR | Brick Knife D37709P01 TRR | Tooling Requirements Review (TRR) | A | Component Approval Document | Released |  | NO | 03/05/2019 08:41:27:046 | Release
CA068106,B,4,Brick Knife D37709P01 TRR | Brick Knife D37709P01 TRR | Tooling Requirements Review (TRR) | B | Component Approval Document | Released |  | NO | 03/05/2019 08:41:27:046 | Release
CA068105,A,2,Brick Proximal Spring Guide D39466P01 TRR | Brick Proximal Spring Guide D39466P01 TRR | Tooling Requirements Review (TRR) | A | Component Approval Document | Released |  | NO | 03/05/2019 08:41:26:999 | Release
CA068104,A,2,Brick Lower Electrode D39442P01 TRR | Brick Lower Electrode D39442P01 TRR | Tooling Requirements Review (TRR) | A | Component Approval Document | Released |  | NO | 03/05/2019 08:41:26:952 | Release
CA068103,A,2,Brick Upper Electrode D39440P01 TRR | Brick Upper Electrode D39440P01 TRR | Tooling Requirements Review (TRR) | A | Component Approval Document | Released |  | NO | 03/05/2019 08:41:26:905 | Release
CA068102,A,3,Brick Return Contact D39221P01 TRR | Brick Return Contact D39221P01 TRR | Tooling Requirements Review (TRR) | A | Component Approval Document | Released |  | NO | 03/05/2019 08:41:26:874 | Release
CA068101,A,2,Brick Proximal Washer D37303P01 TRR | Brick Proximal Washer D37303P01 TRR | Tooling Requirements Review (TRR) | A | Component Approval Document | Released |  | NO | 03/05/2019 08:41:26:843 | Release
CA068100,A,4,Brick Link D37749P01 TRR | Brick Link D37749P01 TRR | Tooling Requirements Review (TRR) | A | Component Approval Document | Released |  | NO | 03/05/2019 08:41:26:812 | Release
CA068099,A,2,Brick Clip D37298P01 TRR | Brick Clip D37298P01 TRR | Tooling Requirements Review (TRR) | A | Component Approval Document | Released |  | NO | 03/05/2019 08:41:26:780 | Release
CA068098,A,2,Brick Distal Washer D37768P01 TRR | Brick Distal Washer D37768P01 TRR | Tooling Requirements Review (TRR) | A | Component Approval Document | Released |  | NO | 03/05/2019 08:41:26:765 | Release
CA068097,A,2,Brick Jaw Pull Tube D37766P01 TRR | Brick Jaw Pull Tube D37766P01 TRR | Tooling Requirements Review (TRR) | A | Component Approval Document | Released |  | NO | 03/05/2019 08:41:26:671 | Release
CA068096,A,1,Brick Lower Test Puck D39046P01 TRR | Brick Lower Test Puck D39046P01 TRR | Tooling Requirements Review (TRR) | A | Component Approval Document | Working |  | NO | 03/05/2019 08:41:26:390 | WIP
CA068095,A,2,Brick Upper Test Puck D38690P01 TRR | Brick Upper Test Puck D38690P01 TRR | Tooling Requirements Review (TRR) | A | Component Approval Document | Working |  | NO | 03/05/2019 08:41:26:374 | WIP
CA068094,A,2,Brick Lower Jaw D37314P01 TRR | Brick Lower Jaw D37314P01 TRR | Tooling Requirements Review (TRR) | A | Component Approval Document | Released |  | NO | 03/05/2019 08:41:26:343 | Release
CA068093,A,2,Brick Upper Jaw D37315P01 TRR | Brick Upper Jaw D37315P01 TRR | Tooling Requirements Review (TRR) | A | Component Approval Document | Released |  | NO | 03/05/2019 08:41:26:312 | Release
CA068050,A,2,Small Compression Spring D38070 | Small Compression Spring D38070 | Component Requirements Review | A | Component Approval Document | Released |  | NO | 03/05/2019 08:41:25:468 | Release
CA068050,B,2,Small Compression Spring D38070 | Small Compression Spring D38070 | Component Requirements Review | B | Component Approval Document | Released |  | NO | 03/05/2019 08:41:25:452 | Release
CA068049,B,2,Torsion Spring D38224 CRR | Torsion Spring D38224 CRR | Component Requirements Review | B | Component Approval Document | Released |  | NO | 03/05/2019 08:41:25:421 | Release
CA068049,A,5,Torsion Spring D38224 CRR | Torsion Spring D38224 CRR | Component Requirements Review | A | Component Approval Document | Released |  | NO | 03/05/2019 08:41:25:406 | Release
CA068049,C,2,Torsion Spring D38224 CRR | Torsion Spring D38224 CRR | Component Requirements Review | C | Component Approval Document | Released |  | NO | 03/05/2019 08:41:25:359 | Release
CA068048,A,4,Jaw Open Spring D38069_CRR | Jaw Open Spring D38069_CRR | Component Requirements Review | A | Component Approval Document | Released |  | NO | 03/05/2019 08:41:25:327 | Release
CA068048,B,2,Jaw Open Spring D38069_CRR | Jaw Open Spring D38069_CRR | Component Requirements Review | B | Component Approval Document | Released |  | NO | 03/05/2019 08:41:25:296 | Release
CA068043,A,1,Outer Tube Heat shrink D38271 | Outer Tube Heat shrink D38271 | Component Requirements Review | A | Component Approval Document | Working |  | NO | 03/05/2019 08:41:24:874 | WIP
CA068040,A,3,Knife D37709 | Knife D37709 | Component Requirements Review | A | Component Approval Document | Released |  | NO | 03/05/2019 08:41:24:780 | Release
CA068040,B,2,Knife D37709 | Knife D37709 | Component Requirements Review | B | Component Approval Document | Released |  | NO | 03/05/2019 08:41:24:780 | Release
CA068039,A,1,Dowel Pin D37355 | Dowel Pin D37355 | Component Requirements Review | A | Component Approval Document | Working |  | NO | 03/05/2019 08:41:24:734 | WIP
CA068038,A,2,Jaw Pull Pin_D37708_CRR | Jaw Pull Pin_D37708_CRR | Component Requirements Review | A | Component Approval Document | Released |  | NO | 03/05/2019 08:41:24:718 | Release
CA068038,B,2,Jaw Pull Pin_D37708_CRR | Jaw Pull Pin_D37708_CRR | Component Requirements Review | B | Component Approval Document | Released |  | NO | 03/05/2019 08:41:24:702 | Release
CA068037,A,2,Jaw Pivot Pin D35438_CRR | Jaw Pivot Pin D35438_CRR | Component Requirements Review | A | Component Approval Document | Released |  | NO | 03/05/2019 08:41:24:671 | Release
CA068037,B,2,Jaw Pivot Pin D35438_CRR | Jaw Pivot Pin D35438_CRR | Component Requirements Review | B | Component Approval Document | Released |  | NO | 03/05/2019 08:41:24:655 | Release
CA068035,B,2,D39466P01 Proximal Spring Guide CRR | D39466P01 Proximal Spring Guide CRR | Component Requirements Review | B | Component Approval Document | Released |  | NO | 03/05/2019 08:41:24:530 | Release
CA068035,A,2,D39466P01 Proximal Spring Guide CRR | D39466P01 Proximal Spring Guide CRR | Component Requirements Review | A | Component Approval Document | Released |  | NO | 03/05/2019 08:41:24:515 | Release
CA068035,C,2,D39466P01 Proximal Spring Guide CRR | D39466P01 Proximal Spring Guide CRR | Component Requirements Review | C | Component Approval Document | Released |  | NO | 03/05/2019 08:41:24:515 | Release
CA068034,A,2,Lower Electrode D39442 | Lower Electrode D39442 | Component Requirements Review | A | Component Approval Document | Released |  | NO | 03/05/2019 08:41:24:453 | Release
CA068033,A,2,Upper Electrode D39440 | Upper Electrode D39440 | Component Requirements Review | A | Component Approval Document | Released |  | NO | 03/05/2019 08:41:24:421 | Release
CA068031,B,2,D37303 Proximal Washer | D37303 Proximal Washer | Component Requirements Review | B | Component Approval Document | Released |  | NO | 03/05/2019 08:41:24:374 | Release
CA068031,A,2,D37303 Proximal Washer | D37303 Proximal Washer | Component Requirements Review | A | Component Approval Document | Released |  | NO | 03/05/2019 08:41:24:359 | Release
CA068031,C,2,D37303 Proximal Washer | D37303 Proximal Washer | Component Requirements Review | C | Component Approval Document | Released |  | NO | 03/05/2019 08:41:24:343 | Release
CA068030,A,3,D37749P01 Brick Link CRR | D37749P01 Brick Link CRR | Component Requirements Review | A | Component Approval Document | Released |  | NO | 03/05/2019 08:41:24:296 | Release
CA068030,B,2,D37749P01 Brick Link CRR | D37749P01 Brick Link CRR | Component Requirements Review | B | Component Approval Document | Released |  | NO | 03/05/2019 08:41:24:280 | Release
CA068030,C,2,D37749P01 Brick Link CRR | D37749P01 Brick Link CRR | Component Requirements Review | C | Component Approval Document | Released |  | NO | 03/05/2019 08:41:24:280 | Release
CA068029,A,2,D37298 Clip CRR | D37298 Clip CRR | Component Requirements Review | A | Component Approval Document | Released |  | NO | 03/05/2019 08:41:24:218 | Release
CA068029,B,2,D37298 Clip CRR | D37298 Clip CRR | Component Requirements Review | B | Component Approval Document | Released |  | NO | 03/05/2019 08:41:24:218 | Release
CA068029,C,2,D37298 Clip CRR | D37298 Clip CRR | Component Requirements Review | C | Component Approval Document | Released |  | NO | 03/05/2019 08:41:24:202 | Release
CA068028,A,2,D37768 Distal Washer CRR | D37768 Distal Washer CRR | Component Requirements Review | A | Component Approval Document | Released |  | NO | 03/05/2019 08:41:24:155 | Release
CA068028,B,2,D37768 Distal Washer CRR | D37768 Distal Washer CRR | Component Requirements Review | B | Component Approval Document | Released |  | NO | 03/05/2019 08:41:24:140 | Release
CA068028,C,2,D37768 Distal Washer CRR | D37768 Distal Washer CRR | Component Requirements Review | C | Component Approval Document | Released |  | NO | 03/05/2019 08:41:24:093 | Release
CA068027,A,2,Jaw Pull Tube D37766 | Jaw Pull Tube D37766 | Component Requirements Review | A | Component Approval Document | Released |  | NO | 03/05/2019 08:41:24:015 | Release
CA068027,B,1,D37766P01 Jaw Pull Tube CRR | D37766P01 Jaw Pull Tube CRR | Component Requirements Review | B | Component Approval Document | Released |  | NO | 03/05/2019 08:41:23:999 | Release
CA068026,A,2,D39046 Lower Test Puck | D39046 Lower Test Puck | Component Requirements Review | A | Component Approval Document | Released |  | NO | 03/05/2019 08:41:23:968 | Release
CA068026,B,3,D39046 Lower Test Puck | D39046 Lower Test Puck | Component Requirements Review | B | Component Approval Document | Released |  | NO | 03/05/2019 08:41:23:952 | Release
CA068025,A,2,D38690 Upper Test Puck | D38690 Upper Test Puck | Component Requirements Review | A | Component Approval Document | Released |  | NO | 03/05/2019 08:41:23:890 | Release
CA068024,C,3,D37314 Lower Jaw | D37314 Lower Jaw | Component Requirements Review | C | Component Approval Document | Released |  | NO | 03/05/2019 08:41:23:859 | Release
CA068024,A,4,D37314 Lower Jaw | D37314 Lower Jaw | Component Requirements Review | A | Component Approval Document | Released |  | NO | 03/05/2019 08:41:23:843 | Release
CA068024,D,5,D37314 Lower Jaw | D37314 Lower Jaw | Component Requirements Review | D | Component Approval Document | Released |  | NO | 03/05/2019 08:41:23:843 | Release
CA068024,B,3,D37314 Lower Jaw | D37314 Lower Jaw | Component Requirements Review | B | Component Approval Document | Released |  | NO | 03/05/2019 08:41:23:827 | Release
CA068024,E,3,D37314 Lower Jaw | D37314 Lower Jaw | Component Requirements Review | E | Component Approval Document | Released |  | NO | 03/05/2019 08:41:23:812 | Release
CA068023,A,4,D37315 Upper Jaw | D37315 Upper Jaw | Component Requirements Review | A | Component Approval Document | Released |  | NO | 03/05/2019 08:41:23:749 | Release
CA068023,B,3,D37315 Upper Jaw | D37315 Upper Jaw | Component Requirements Review | B | Component Approval Document | Released |  | NO | 03/05/2019 08:41:23:734 | Release
CA067016,A,4,Inspect & Clean Electrode Equipment | Inspect & Clean Electrode Equipment | Equipment Requirements Review | A | Component Approval Document | Released |  | NO | 03/05/2019 08:41:07:952 | Release
CA066452,A,2,Tensile Test Equipment | Tensile Test Equipment | Equipment Requirements Review | A | Component Approval Document | Released |  | NO | 03/05/2019 08:40:52:401 | Release
CA066448,A,4,Packaging Vision System | Packaging Vision System | Equipment Requirements Review | A | Component Approval Document | Released |  | NO | 03/05/2019 08:40:52:249 | Release
CA066446,A,4,Torque & Continuity Test Equipment | Torque & Continuity Test Equipment | Equipment Requirements Review | A | Component Approval Document | Released |  | NO | 03/05/2019 08:40:52:171 | Release
CA066445,A,1,Rotator Cap Assembly Equipment | Rotator Cap Assembly Equipment | Equipment Requirements Review | A | Component Approval Document | Released |  | NO | 03/05/2019 08:40:52:155 | Release
CA066444,A,1,Laser Mark Equipment | Laser Mark Equipment | Equipment Requirements Review | A | Component Approval Document | Released |  | NO | 03/05/2019 08:40:52:124 | Release
CA066443,A,1,Handle Press Equipment | Handle Press Equipment | Equipment Requirements Review | A | Component Approval Document | Released |  | NO | 03/05/2019 08:40:52:093 | Release
CA066441,A,1,Handle Assembly Equipment | Handle Assembly Equipment | Equipment Requirements Review | A | Component Approval Document | Released |  | NO | 03/05/2019 08:40:52:061 | Release
CA066440,A,1,Handle Assembly Equipment | Handle Assembly Equipment | Equipment Requirements Review | A | Component Approval Document | Released |  | NO | 03/05/2019 08:40:52:030 | Release
CA066439,A,1,Handle Assembly Equipment | Handle Assembly Equipment | Equipment Requirements Review | A | Component Approval Document | Released |  | NO | 03/05/2019 08:40:51:983 | Release
CA066438,A,1,Handle Assembly Station | Handle Assembly Station | Equipment Requirements Review | A | Component Approval Document | Released |  | NO | 03/05/2019 08:40:51:937 | Release
CA066436,A,3,Shaft Functional Test Equipment | Shaft Functional Test Equipment | Equipment Requirements Review | A | Component Approval Document | Released |  | NO | 03/05/2019 08:40:51:905 | Release
CA066435,A,1,Silicone and Cure Equipment | Silicone and Cure Equipment | Equipment Requirements Review | A | Component Approval Document | Released |  | NO | 03/05/2019 08:40:51:890 | Release
CA066434,A,4,Proximal Shaft Assembly Equipment | Proximal Shaft Assembly Equipment | Equipment Requirements Review | A | Component Approval Document | Released |  | NO | 03/05/2019 08:40:51:843 | Release
CA066433,A,5,Outer Tube Crimp Equipment | Outer Tube Crimp Equipment | Equipment Requirements Review | A | Component Approval Document | Released |  | NO | 03/05/2019 08:40:51:811 | Release
CA066432,A,3,Distal Shaft Assembly Equipment | Distal Shaft Assembly Equipment | Equipment Requirements Review | A | Component Approval Document | Released |  | NO | 03/05/2019 08:40:51:780 | Release
CA066430,A,4,Active Rod Electrode Welding Equipment | Active Rod Electrode Welding Equipment | Equipment Requirements Review | A | Component Approval Document | Released |  | NO | 03/05/2019 08:40:51:655 | Release
CA066429,B,2,Electrode Gap Measurement Equipment | Electrode Gap Measurement Equipment | Equipment Requirements Review | B | Component Approval Document | Working |  | YES | 03/05/2019 08:40:51:593 | NA_jfeds
CA066429,B,1,Electrode Gap Measurement Equipment | Electrode Gap Measurement Equipment | Equipment Requirements Review | B | Component Approval Document | Working |  | NO | 03/05/2019 08:40:51:577 | WIP
CA066429,A,2,Electrode Gap Measurement Equipment | Electrode Gap Measurement Equipment | Equipment Requirements Review | A | Component Approval Document | Released |  | NO | 03/05/2019 08:40:51:561 | Release
CA066428,A,1,Jaw Curing oven | Jaw Curing oven | Equipment Requirements Review | A | Component Approval Document | Released |  | NO | 03/05/2019 08:40:51:530 | Release
CA066427,A,4,Jaw Adhesive Application Equipment | Jaw Adhesive Application Equipment | Equipment Requirements Review | A | Component Approval Document | Released |  | NO | 03/05/2019 08:40:51:499 | Release
CA066300,A,6,Device Functional Tester | Device Functional Tester | Equipment Requirements Review | A | Component Approval Document | Released |  | NO | 03/05/2019 08:40:48:140 | Release
CA057611,A,2,Eagle Shaft and Device Consumables Masterbond EP3HTMED FAI | Eagle Shaft and Device Consumables Masterbond EP3HTMED FAI | First Article | A | Component Approval Document | Released |  | NO | 03/05/2019 08:37:54:891 | Release
CA057611,B,4,Eagle Shaft and Device Consumables Masterbond EP3HTMED FAI | Eagle Shaft and Device Consumables Masterbond EP3HTMED FAI | First Article | B | Component Approval Document | Released |  | NO | 03/05/2019 08:37:54:872 | Release
CA057575,C,2,Eagle Shaft and Device Consumables Masterbond EP3HTMED CRR | Eagle Shaft and Device Consumables Masterbond EP3HTMED CRR | Component Requirements Review | C | Component Approval Document | Rejected |  | NO | 03/05/2019 08:37:54:076 | WIP
CA057575,A,2,Eagle Shaft and Device Consumables Masterbond EP3HTMED CRR | Eagle Shaft and Device Consumables Masterbond EP3HTMED CRR | Component Requirements Review | A | Component Approval Document | Released |  | NO | 03/05/2019 08:37:54:060 | Release
CA057575,B,5,Eagle Shaft and Device Consumables Masterbond EP3HTMED CRR | Eagle Shaft and Device Consumables Masterbond EP3HTMED CRR | Component Requirements Review | B | Component Approval Document | Released |  | NO | 03/05/2019 08:37:54:060 | Release
SCN058721,A,1,Load 28962 S18-217J R9373W,R93507,R93727,R9366P | Load 28962 S18-217J R9373W,R93507,R93727,R9366P | Sterilization Documentation | A | Scanned (Hardcopy) Item | Released |  | NO | 03/04/2019 18:49:41:620 | Release
SCN058699,A,1,Load 28380 S18-095J R92D01,R92G9F,R92H4U,R92H8C | Load 28380 S18-095J R92D01,R92G9F,R92H4U,R92H8C | Sterilization Documentation | A | Scanned (Hardcopy) Item | Released |  | NO | 03/04/2019 18:44:08:586 | Release
SCN058701,A,1,Load 28346 S18-087J R92G2X,R92G2Y,R92F83,R92G0R | Load 28346 S18-087J R92G2X,R92G2Y,R92F83,R92G0R | Sterilization Documentation | A | Scanned (Hardcopy) Item | Released |  | NO | 03/04/2019 18:13:07:633 | Release
PRC088662,A,3,Brick ECR945 Shaft Line E17118G01A Jaw Gap GR&R Protocol | Brick ECR945 Shaft Line E17118G01A Jaw Gap GR&R Protocol | Protocol - Other | A | Protocol | Released |  | NO | 03/04/2019 17:56:19:124 | Release
SCN058128,A,1,Load ID 27569 S17-518J P94C49,P94A9D,P94A4R | Load ID 27569 S17-518J P94C49,P94A9D,P94A4R | Sterilization Documentation | A | Scanned (Hardcopy) Item | Released |  | NO | 03/04/2019 17:52:47:529 | Release
PRC088852,B,1,Brick Device Jaw Gap E17118G01B GR&R Protocol | Brick Device Jaw Gap E17118G01B GR&R Protocol | Protocol - Other | B | Protocol | Released |  | NO | 03/04/2019 17:49:48:340 | Release
PRC088852,A,3,Brick Device Jaw Gap E17118G01B GR&R Protocol | Brick Device Jaw Gap E17118G01B GR&R Protocol | Protocol - Other | A | Protocol | Released |  | NO | 03/04/2019 17:49:47:699 | Release
SCN058125,A,1,Load ID 27563 S17-516J P94A98,P94A17,P9499U,HAR17F,HAR9F | Load ID 27563 S17-516J P94A98,P94A17,P9499U,HAR17F,HAR9F | Sterilization Documentation | A | Scanned (Hardcopy) Item | Released |  | NO | 03/04/2019 17:45:48:823 | Release
SCN058124,A,1,Load ID 27562 S17-515J P94A8Z,P94868,P9499A | Load ID 27562 S17-515J P94A8Z,P94868,P9499A | Sterilization Documentation | A | Scanned (Hardcopy) Item | Released |  | NO | 03/04/2019 17:42:54:323 | Release
SCN058123,A,1,Load ID 27588 S17-524J P94C8C,P94C1R,P94A6X,P94C4L | Load ID 27588 S17-524J P94C8C,P94C1R,P94A6X,P94C4L | Sterilization Documentation | A | Scanned (Hardcopy) Item | Released |  | NO | 03/04/2019 17:41:12:324 | Release
SCN058106,A,1,Load 27956 S18-012J R9211Z,R92144,R9216P,R9216R | Load 27956 S18-012J R9211Z,R92144,R9216P,R9216R | Sterilization Documentation | A | Scanned (Hardcopy) Item | Released |  | NO | 03/04/2019 17:05:23:402 | Release
SCN058111,A,1,Load 27936 S18-007J R92001,R9209D,R9203M,R9212A | Load 27936 S18-007J R92001,R9209D,R9203M,R9212A | Sterilization Documentation | A | Scanned (Hardcopy) Item | Released |  | NO | 03/04/2019 16:53:19:442 | Release
SCN058107,A,1,Load 27947 S18-009J R9207G,R92073,R9212C,R9213K | Load 27947 S18-009J R9207G,R92073,R9212C,R9213K | Sterilization Documentation | A | Scanned (Hardcopy) Item | Released |  | NO | 03/04/2019 16:51:58:301 | Release
SCN058109,A,1,Load 27957 S18-013J R9224U,R9216W,R9222F | Load 27957 S18-013J R9224U,R9216W,R9222F | Sterilization Documentation | A | Scanned (Hardcopy) Item | Released |  | NO | 03/04/2019 16:49:46:315 | Release
SCN058295,A,1,Load 28752 S18-174J R92Z4G,R92Z0H,R92Z72,R92Z61 | Load 28752 S18-174J R92Z4G,R92Z0H,R92Z72,R92Z61 | Sterilization Documentation | A | Scanned (Hardcopy) Item | Released |  | NO | 03/04/2019 16:09:21:342 | Release
SCN058294,A,1,Load 28660 S18-155J R92W2N,R92P5X,R92U2R,R92W1A | Load 28660 S18-155J R92W2N,R92P5X,R92U2R,R92W1A | Sterilization Documentation | A | Scanned (Hardcopy) Item | Released |  | NO | 03/04/2019 16:07:09:278 | Release
SCN058293,A,1,Load 28672 S18-157J R92N5R,R92W53,R92W54,R92V12 | Load 28672 S18-157J R92N5R,R92W53,R92W54,R92V12 | Sterilization Documentation | A | Scanned (Hardcopy) Item | Released |  | NO | 03/04/2019 16:05:11:589 | Release
SCN058292,A,1,Load 28671 S18-156J R92W1P,R92W7E,R92V5L,R92W7D | Load 28671 S18-156J R92W1P,R92W7E,R92V5L,R92W7D | Sterilization Documentation | A | Scanned (Hardcopy) Item | Released |  | NO | 03/04/2019 16:03:11:917 | Release
SCN058289,A,1,Load 28687 S18-161J R92P2F,R92W5N,R92W9V,R92X1N | Load 28687 S18-161J R92P2F,R92W5N,R92W9V,R92X1N | Sterilization Documentation | A | Scanned (Hardcopy) Item | Released |  | NO | 03/04/2019 16:01:47:541 | Release
SCN058288,A,1,Load 28697 S18-162J R92W9Z,R92X6F,R92X5G,R92W57 | Load 28697 S18-162J R92W9Z,R92X6F,R92X5G,R92W57 | Sterilization Documentation | A | Scanned (Hardcopy) Item | Released |  | NO | 03/04/2019 15:59:45:415 | Release
SCN058287,A,1,Load 28657 S18-151J R92V60,R92V4Z,R92V5K,R92V11 | Load 28657 S18-151J R92V60,R92V4Z,R92V5K,R92V11 | Sterilization Documentation | A | Scanned (Hardcopy) Item | Released |  | NO | 03/04/2019 15:58:07:883 | Release
PRC089104,A,3,Brick ECR945 Engineering Pilot Build 1.0 | Brick ECR945 Engineering Pilot Build 1.0 | Protocol Engineering Pilot | A | Protocol | Released |  | NO | 03/04/2019 13:57:00:461 | Release
PSB004864,A,2,Evaluation of Sealing and Tissue Movement in an ENSEAL® X1 Large Jaw Tissue Sealer With an Alternate Elect | Evaluation of Sealing and Tissue Movement in an ENSEAL® X1 Large Jaw Tissue Sealer With an Alternate Electrode Design, in a Porcine Model | Evaluation | A | Preclinical Study Binder | Released |  | NO | 03/04/2019 09:19:39:116 | Release
SCN058285,A,1,Load 28647 S18-145J R92U4L,R92V0T,R92V13,R92U7A | Load 28647 S18-145J R92U4L,R92V0T,R92V13,R92U7A | Sterilization Documentation | A | Scanned (Hardcopy) Item | Released |  | NO | 03/01/2019 18:24:36:596 | Release
SCN058284,A,1,Load 28632 S18-149J R92P3C,R92P5R,R92U78,R92U90 | Load 28632 S18-149J R92P3C,R92P5R,R92U78,R92U90 | Sterilization Documentation | A | Scanned (Hardcopy) Item | Released |  | NO | 03/01/2019 18:22:17:126 | Release
SCN058282,A,1,Load 28626 S18-147J R92U95,R92V1J,R92V0R,R92V1G | Load 28626 S18-147J R92U95,R92V1J,R92V0R,R92V1G | Sterilization Documentation | A | Scanned (Hardcopy) Item | Released |  | NO | 03/01/2019 18:20:11:281 | Release
SCN058279,A,1,Load 28584 S18-134J R92R6N,R92R57,R92R6V,R92R1Z | Load 28584 S18-134J R92R6N,R92R57,R92R6V,R92R1Z | Sterilization Documentation | A | Scanned (Hardcopy) Item | Released |  | NO | 03/01/2019 18:13:54:778 | Release
PRC088962,A,10,Floyd Plastics Material Evaluations for Overmolded Electrodes | Floyd Plastics Material Evaluations for Overmolded Electrodes | None | A | Engineering Study | Released |  | NO | 02/28/2019 16:00:10:376 | Release
RA000708,A,1,ECR0001528 determination | ECR0001528 determination | Regulatory Determination Form (OUS) | A | Generic Regulatory Doc. | Released |  | NO | 02/26/2019 14:22:08:135 | Release
RA000707,A,1,ECR0001528 determination | ECR0001528 determination | Regulatory Determination Form (US) | A | Generic Regulatory Doc. | Released |  | NO | 02/26/2019 14:21:53:401 | Release
CA077041,A,1,D43342P01 INSULATOR SPACER FB - RMI-SHEET | D43342P01 INSULATOR SPACER FB - RMI-SHEET | Inspection Sheet RMI | A | Component Approval Document | Working |  | NO | 02/26/2019 05:20:52:426 | NA_hnagabhu
CA075722,A,1,D43271-ISheet | D43271-ISheet | Inspection Sheet RMI | A | Component Approval Document | Working |  | NO | 02/26/2019 05:20:50:754 | NA_hnagabhu
CA075710,A,1,D43274-ISheet | D43274-ISheet | Inspection Sheet RMI | A | Component Approval Document | Working |  | NO | 02/26/2019 05:20:50:676 | NA_hnagabhu
CA072457,A,1,I-Sheet for D42820 | I-Sheet for D42820 | Inspection Sheet RMI | A | Component Approval Document | Working |  | NO | 02/26/2019 05:20:42:332 | WIP
CA072456,A,1,I-Sheet for D42817 | I-Sheet for D42817 | Inspection Sheet RMI | A | Component Approval Document | Working |  | NO | 02/26/2019 05:20:42:301 | WIP
CA072311,A,1,I-Sheet for D42819 | I-Sheet for D42819 | Inspection Sheet RMI | A | Component Approval Document | Working |  | NO | 02/26/2019 05:20:42:082 | NA_tjacks26
CA072310,A,1,I-Sheet for D42816 | I-Sheet for D42816 | Inspection Sheet RMI | A | Component Approval Document | Working |  | NO | 02/26/2019 05:20:42:035 | WIP
CA071979,A,3,D40445_Closure lever_I Sheet | D40445_Closure lever_I Sheet | Inspection Sheet RMI | A | Component Approval Document | Released |  | NO | 02/26/2019 05:20:41:832 | Release
CA071564,A,5,Raw Material Inspection Specification for the ENSEAL X1 Large Jaw Tissue Sealer NSLX120L - Heat Shrink D381 | Raw Material Inspection Specification for the ENSEAL X1 Large Jaw Tissue Sealer NSLX120L - Heat Shrink D38178 | Inspection Sheet RMI | A | Component Approval Document | Released |  | NO | 02/26/2019 05:20:40:941 | Release
CA070123,A,6,Raw Material Inspection Specification for the ENSEAL X1 Large Jaw Tissue Sealer NSLX120L - D40422 Insulator | Raw Material Inspection Specification for the ENSEAL X1 Large Jaw Tissue Sealer NSLX120L - D40422 Insulator Spacer | Inspection Sheet RMI | A | Component Approval Document | Released |  | NO | 02/26/2019 05:20:38:394 | Release
CA070005,A,3,D37771_Knife Trigger_I-SHEET | D37771_Knife Trigger_I-SHEET | Inspection Sheet RMI | A | Component Approval Document | Released |  | NO | 02/26/2019 05:20:37:816 | Release
CA069183,A,5,Raw Material Inspection Specification for the Enseal X1 Large Jaw Tissue Sealer NSLX120L - Distal Washer D3 | Raw Material Inspection Specification for the Enseal X1 Large Jaw Tissue Sealer NSLX120L - Distal Washer D37768 | Inspection Sheet RMI | A | Component Approval Document | Released |  | NO | 02/26/2019 05:20:35:738 | Release
CA069178,A,4,Raw Material Inspection Specification for the ENSEAL X1 Large Jaw Tissue Sealer NSLX120L - Jaw Pull Tube D3 | Raw Material Inspection Specification for the ENSEAL X1 Large Jaw Tissue Sealer NSLX120L - Jaw Pull Tube D37766 | Inspection Sheet RMI | A | Component Approval Document | Released |  | NO | 02/26/2019 05:20:35:707 | Release
CA069178,B,3,Raw Material Inspection Specification for the ENSEAL X1 Large Jaw Tissue Sealer NSLX120L - Jaw Pull Tube D3 | Raw Material Inspection Specification for the ENSEAL X1 Large Jaw Tissue Sealer NSLX120L - Jaw Pull Tube D37766 | Inspection Sheet RMI | B | Component Approval Document | Released |  | NO | 02/26/2019 05:20:35:691 | Release
CA069173,A,4,Clip_D37298_I-Sheet | Clip_D37298_I-Sheet | Inspection Sheet RMI | A | Component Approval Document | Released |  | NO | 02/26/2019 05:20:35:645 | Release
CA069168,A,4,Link_D37749_I-Sheet | Link_D37749_I-Sheet | Inspection Sheet RMI | A | Component Approval Document | Released |  | NO | 02/26/2019 05:20:35:613 | Release
CA069155,A,4,Proximal Washer_D37303_I-Sheet | Proximal Washer_D37303_I-Sheet | Inspection Sheet RMI | A | Component Approval Document | Released |  | NO | 02/26/2019 05:20:35:519 | Release
CA069149,A,5,Raw Material Inspection Specification for the Enseal X1 Large Jaw Tissue Sealer NSLX120L - Small Compressio | Raw Material Inspection Specification for the Enseal X1 Large Jaw Tissue Sealer NSLX120L - Small Compression Spring D38070 | Inspection Sheet RMI | A | Component Approval Document | Released |  | NO | 02/26/2019 05:20:35:488 | Release
CA069148,A,3,Raw Material Inspection Specification for the ENSEAL X1 Large Jaw Tissue Sealer NSLX120L - Lower Test Puck_ | Raw Material Inspection Specification for the ENSEAL X1 Large Jaw Tissue Sealer NSLX120L - Lower Test Puck_D39046 | Inspection Sheet RMI | A | Component Approval Document | Released |  | NO | 02/26/2019 05:20:35:457 | Release
CA069141,A,4,Torsion Spring_D38224_I-Sheet | Torsion Spring_D38224_I-Sheet | Inspection Sheet RMI | A | Component Approval Document | Released |  | NO | 02/26/2019 05:20:35:410 | Release
CA069141,B,4,Torsion Spring_D38224_I-Sheet | Torsion Spring_D38224_I-Sheet | Inspection Sheet RMI | B | Component Approval Document | Released |  | NO | 02/26/2019 05:20:35:410 | Release
CA069135,A,4,Jaw Open Spring_D38069_I-Sheet | Jaw Open Spring_D38069_I-Sheet | Inspection Sheet RMI | A | Component Approval Document | Released |  | NO | 02/26/2019 05:20:35:379 | Release
CA069131,A,4,Raw Material Inspection Specification for the ENSEAL X1 Large Jaw Tissue Sealer NSLX120L - Upper Test Puck | Raw Material Inspection Specification for the ENSEAL X1 Large Jaw Tissue Sealer NSLX120L - Upper Test Puck D38690 | Inspection Sheet RMI | A | Component Approval Document | Released |  | NO | 02/26/2019 05:20:35:348 | Release
CA069107,A,4,Raw Material Inspection Specification for the ENSEAL X1 Large Jaw Tissue Sealer NSLX120L - D37709 Knife | Raw Material Inspection Specification for the ENSEAL X1 Large Jaw Tissue Sealer NSLX120L - D37709 Knife | Inspection Sheet RMI | A | Component Approval Document | Released |  | NO | 02/26/2019 05:20:35:238 | Release
CA069102,A,6,Raw Material Inspection Specification for the Enseal X1 Large Jaw Tissue Sealer NSLX120L - Jaw Pull Pin D37 | Raw Material Inspection Specification for the Enseal X1 Large Jaw Tissue Sealer NSLX120L - Jaw Pull Pin D37708 | Inspection Sheet RMI | A | Component Approval Document | Released |  | NO | 02/26/2019 05:20:35:223 | Release
CA069095,A,5,Raw Material Inspection Specification for the Enseal X1 Large Jaw Tissue Sealer NSLX120L - Jaw Pivot Pin D3 | Raw Material Inspection Specification for the Enseal X1 Large Jaw Tissue Sealer NSLX120L - Jaw Pivot Pin D35438 | Inspection Sheet RMI | A | Component Approval Document | Released |  | NO | 02/26/2019 05:20:35:191 | Release
CA069081,A,6,Raw Material Inspection Specification for the ENSEAL X1 Large Jaw Tissue Sealer NSLX120L - Lower Jaw D36971 | Raw Material Inspection Specification for the ENSEAL X1 Large Jaw Tissue Sealer NSLX120L - Lower Jaw D36971 | Inspection Sheet RMI | A | Component Approval Document | Released |  | NO | 02/26/2019 05:20:35:144 | Release
CA069081,B,7,Raw Material Inspection Specification for the ENSEAL X1 Large Jaw Tissue Sealer NSLX120L - Lower Jaw D36971 | Raw Material Inspection Specification for the ENSEAL X1 Large Jaw Tissue Sealer NSLX120L - Lower Jaw D36971 | Inspection Sheet RMI | B | Component Approval Document | Released |  | NO | 02/26/2019 05:20:35:144 | Release
CA069080,A,6,Raw Material Inspection Specification for the Enseal X1 Large Jaw Tissue Sealer NSLX120L - Proximal Spring | Raw Material Inspection Specification for the Enseal X1 Large Jaw Tissue Sealer NSLX120L - Proximal Spring Guide D39466 | Inspection Sheet RMI | A | Component Approval Document | Released |  | NO | 02/26/2019 05:20:35:113 | Release
CA069068,A,6,Raw Material Inspection Specification for the ENSEAL X1 Large Jaw Tissue Sealer NSLX120L - Upper Jaw D36970 | Raw Material Inspection Specification for the ENSEAL X1 Large Jaw Tissue Sealer NSLX120L - Upper Jaw D36970 | Inspection Sheet RMI | A | Component Approval Document | Released |  | NO | 02/26/2019 05:20:35:066 | Release
CA068834,A,3,D38341_Rack_Sphere_I_Sheet | D38341_Rack_Sphere_I_Sheet | Inspection Sheet RMI | A | Component Approval Document | Released |  | NO | 02/26/2019 05:20:34:660 | Release
CA068376,A,4,Raw Material Inspection Specification for the ENSEAL X1 Large Jaw Tissue Sealer NSLX120L - D36713 Yoke | Raw Material Inspection Specification for the ENSEAL X1 Large Jaw Tissue Sealer NSLX120L - D36713 Yoke | Inspection Sheet RMI | A | Component Approval Document | Released |  | NO | 02/26/2019 05:20:33:410 | Release
CA068355,A,4,Raw Material Inspection Specification for the ENSEAL X1 Large Jaw Tissue Sealer NSLX120L - D37119 Left Shro | Raw Material Inspection Specification for the ENSEAL X1 Large Jaw Tissue Sealer NSLX120L - D37119 Left Shroud | Inspection Sheet RMI | A | Component Approval Document | Released |  | NO | 02/26/2019 05:20:33:379 | Release
CA068348,A,4,Raw Material Inspection Specification for the ENSEAL X1 Large Jaw Tissue Sealer NSLX120L - D37118 Right Shr | Raw Material Inspection Specification for the ENSEAL X1 Large Jaw Tissue Sealer NSLX120L - D37118 Right Shroud | Inspection Sheet RMI | A | Component Approval Document | Released |  | NO | 02/26/2019 05:20:33:348 | Release
CA068320,A,3,Raw Material Inspection Specification for the ENSEAL X1 Large Jaw Tissue Sealer NSLX120L - D38342 Knife Pus | Raw Material Inspection Specification for the ENSEAL X1 Large Jaw Tissue Sealer NSLX120L - D38342 Knife Pusher | Inspection Sheet RMI | A | Component Approval Document | Released |  | NO | 02/26/2019 05:20:33:254 | Release
CA068306,A,4,Raw Material Inspection Specification for the ENSEAL X1 Large Jaw Tissue Sealer NSLX120L - D36709 Collar | Raw Material Inspection Specification for the ENSEAL X1 Large Jaw Tissue Sealer NSLX120L - D36709 Collar | Inspection Sheet RMI | A | Component Approval Document | Released |  | NO | 02/26/2019 05:20:33:207 | Release
CA068271,A,3,Raw Material Inspection Specification for the ENSEAL X1 Large Jaw Tissue Sealer NSLX120L - D36823 Compound | Raw Material Inspection Specification for the ENSEAL X1 Large Jaw Tissue Sealer NSLX120L - D36823 Compound Gear | Inspection Sheet RMI | A | Component Approval Document | Released |  | NO | 02/26/2019 05:20:32:926 | Release
PRC086502,A,2,Compatibility Test (TOST) on tip Force Measurement Current Fixture vs New Fixtures | Compatibility Test (TOST) on tip Force Measurement Current Fixture vs New Fixtures | None | A | Engineering Study | Released |  | NO | 02/25/2019 13:57:26:939 | Release
PRC089103,B,4,Epicenter Shutdown Strategy | Epicenter Shutdown Strategy | Protocol - Other | B | Protocol | Released |  | NO | 02/21/2019 23:50:43:926 | Release
PRC089103,A,8,Epicenter Shutdown Strategy | Epicenter Shutdown Strategy | Protocol - Other | A | Protocol | Released |  | NO | 02/21/2019 23:50:43:223 | Release
PRC088161,A,6,NSLX120L Cable Reclamation PQ Report - DC002990 | NSLX120L Cable Reclamation PQ Report - DC002990 | None | A | Completion Report | Released |  | NO | 02/21/2019 18:17:20:036 | Release
PRC086731,B,2,DV Testing for NSLX120L Cable Reclamation | DV Testing for NSLX120L Cable Reclamation | None | B | Engineering Study | Released |  | NO | 02/21/2019 18:17:19:833 | Release
PRC085059,B,5,Brick Wireguide Push-out Testing | Brick Wireguide Push-out Testing | None | B | Engineering Study | Released |  | NO | 02/21/2019 18:17:19:708 | Release
CA067287,B,2,GEN11 Device Tester Equipment Requirements | GEN11 Device Tester Equipment Requirements | Equipment Requirements Review | B | Component Approval Document | Released |  | NO | 02/20/2019 13:43:21:045 | Release
TRP001550,A,5,Torque Tester | Torque Tester | None | A | Assembly Operation | Released |  | NO | 02/16/2019 11:53:18:228 | Release
TRP001548,A,7,Reclamation & Marking Fixture | Reclamation & Marking Fixture | None | A | Assembly Operation | Released |  | NO | 02/16/2019 11:53:18:150 | Release
TRP001548,B,2,Reclamation & Marking Fixture | Reclamation & Marking Fixture | None | B | Assembly Operation | Released |  | NO | 02/16/2019 11:53:18:134 | Release
TRP001490,A,6,Blistear Seal Inspection | Blistear Seal Inspection | None | A | Assembly Operation | Released |  | NO | 02/16/2019 11:53:15:072 | Release
TRP001490,B,5,Blister Seal Inspection | Blister Seal Inspection | None | B | Assembly Operation | Released |  | NO | 02/16/2019 11:53:15:025 | Release
TRP001489,A,5,Operation Training for Tyvek Print and Blister Seal | Operation Training for Tyvek Print and Blister Seal | None | A | Assembly Operation | Released |  | NO | 02/16/2019 11:53:14:978 | Release
TRP001488,A,4,Operation Training for Blister Blow Off | Operation Training for Blister Blow Off | None | A | Assembly Operation | Released |  | NO | 02/16/2019 11:53:14:947 | Release
TRP001485,A,5,Record Infinity Data and Return the Pallet | Record Infinity Data and Return the Pallet | None | A | Assembly Operation | Released |  | NO | 02/16/2019 11:53:14:822 | Release
TRP001485,B,3,Record Infinity Data and Return the Pallet | Record Infinity Data and Return the Pallet | None | B | Assembly Operation | Released |  | NO | 02/16/2019 11:53:14:806 | Release
TRP001484,A,5,Operation Training for Laser Mark | Operation Training for Laser Mark | None | A | Assembly Operation | Released |  | NO | 02/16/2019 11:53:14:775 | Release
TRP001483,A,5,Operation Training for Device Functional Tester | Operation Training for Device Functional Tester | None | A | Assembly Operation | Released |  | NO | 02/16/2019 11:53:14:759 | Release
TRP001482,A,6,Operation Training for Rotator Cap Assembly | Operation Training for Rotator Cap Assembly | None | A | Assembly Operation | Released |  | NO | 02/16/2019 11:53:14:728 | Release
TRP001481,A,5,Operation Training for Handle Press | Operation Training for Handle Press | None | A | Assembly Operation | Released |  | NO | 02/16/2019 11:53:14:681 | Release
TRP001480,A,7,Handle assembly #4 | Handle assembly #4 | None | A | Assembly Operation | Released |  | NO | 02/16/2019 11:53:14:666 | Release
TRP001479,A,6,Operation Training for Handle assembly #3 | Operation Training for Handle assembly #3 | None | A | Assembly Operation | Released |  | NO | 02/16/2019 11:53:14:634 | Release
TRP001478,A,5,Operation Training for Handle Assembly #2 | Operation Training for Handle Assembly #2 | None | A | Assembly Operation | Released |  | NO | 02/16/2019 11:53:14:603 | Release
TRP001476,A,6,Operation Training for Pallet Feed | Operation Training for Pallet Feed | None | A | Assembly Operation | Released |  | NO | 02/16/2019 11:53:14:541 | Release
TRP001475,A,8,Clean and Pack Station from Shaft Assembly | Clean and Pack Station from Shaft Assembly | None | A | Assembly Operation | Released |  | NO | 02/16/2019 11:53:14:447 | Release
TRP001474,A,7,Shaft Functional Test / Laser Mark | Shaft Functional Test / Laser Mark | None | A | Assembly Operation | Released |  | NO | 02/16/2019 11:53:14:415 | Release
TRP001472,A,5,Proximal Shaft Assembly Station | Proximal Shaft Assembly Station | None | A | Assembly Operation | Released |  | NO | 02/16/2019 11:53:14:337 | Release
TRP001471,A,5,Outer Tube Crimp Station | Outer Tube Crimp Station | None | A | Assembly Operation | Released |  | NO | 02/16/2019 11:53:14:306 | Release
TRP001470,A,7,Distal Shaft Assembly Station | Distal Shaft Assembly Station | None | A | Assembly Operation | Released |  | NO | 02/16/2019 11:53:14:275 | Release
TRP001469,A,10,Heat Shrink Active Rod Station | Heat Shrink Active Rod Station | None | A | Assembly Operation | Released |  | NO | 02/16/2019 11:53:14:244 | Release
TRP001468,A,7,Electrode Welder Assembly | Electrode Welder Assembly | None | A | Assembly Operation | Released |  | NO | 02/16/2019 11:53:14:212 | Release
TRP001464,A,7,Jaw Glue Application Station | Jaw Glue Application Station | None | A | Assembly Operation | Released |  | NO | 02/16/2019 11:53:14:087 | Release
SRC002695,A,2,FGQA Device Gap Measurement | FGQA Device Gap Measurement | Infinity Project | A | Software (Source Code) | Released |  | NO | 02/16/2019 11:48:46:398 | Release
SRC002695,B,4,Gap Measurement Device QS Brick 149 | Gap Measurement Device QS Brick 149 | Infinity Project | B | Software (Source Code) | Released |  | NO | 02/16/2019 11:48:46:398 | Release
SRC002694,A,2,FGQA Jaw Gap Measurement Shaft | FGQA Jaw Gap Measurement Shaft | Infinity Project | A | Software (Source Code) | Released |  | NO | 02/16/2019 11:48:46:351 | Release
SRC002694,B,3,Gap Mesaurment Shaft QS Brick 147 | Gap Mesaurment Shaft QS Brick 147 | Infinity Project | B | Software (Source Code) | Released |  | NO | 02/16/2019 11:48:46:335 | Release
SRC002693,A,2,FGQA Device Functional Test | FGQA Device Functional Test | Infinity Project | A | Software (Source Code) | Released |  | NO | 02/16/2019 11:48:46:304 | Release
SRC002693,B,3,Device Final Test QS Brick 149 | Device Final Test QS Brick 149 | Infinity Project | B | Software (Source Code) | Released |  | NO | 02/16/2019 11:48:46:288 | Release
SRC002692,A,2,FGQA Shaft Functional Test | FGQA Shaft Functional Test | Infinity Project | A | Software (Source Code) | Released |  | NO | 02/16/2019 11:48:46:241 | Release
SRC002692,B,3,Shaft Final Test QS Brick 147 | Shaft Final Test QS Brick 147 | Infinity Project | B | Software (Source Code) | Released |  | NO | 02/16/2019 11:48:46:226 | Release
SRC002656,A,2,Brick Torque Test Machine | Brick Torque Test Machine | Infinity Project | A | Software (Source Code) | Released |  | NO | 02/16/2019 11:48:45:647 | Release
SRC002656,B,3,Torque Device Brick 149 | Torque Device Brick 149 | Infinity Project | B | Software (Source Code) | Released |  | NO | 02/16/2019 11:48:45:632 | Release
SRC002625,A,1,Software for Heat Shrink Station E17123 for Brick Line #147 | Software for Heat Shrink Station E17123 for Brick Line #147 | Equipment Software | A | Software (Source Code) | Released |  | NO | 02/16/2019 11:48:44:569 | Release
SRC002624,A,1,Software for Electrode Assembly E17119 for Brick Line #147 | Software for Electrode Assembly E17119 for Brick Line #147 | Equipment Software | A | Software (Source Code) | Released |  | NO | 02/16/2019 11:48:44:522 | Release
SRC002598,B,3,EEPROM Brick Parameter File - Marketing/Sales Demos | EEPROM Brick Parameter File - Marketing/Sales Demos | Product Software/Firmware | B | Software (Source Code) | Released |  | NO | 02/16/2019 11:48:43:444 | Release
SRC002598,A,5,EEPROM Brick Parameter File - Marketing/Sales Demos | EEPROM Brick Parameter File - Marketing/Sales Demos | Product Software/Firmware | A | Software (Source Code) | Released |  | NO | 02/16/2019 11:48:43:429 | Release
SRC002598,C,3,EEPROM Brick Parameter File - Marketing/Sales Demos | EEPROM Brick Parameter File - Marketing/Sales Demos | Product Software/Firmware | C | Software (Source Code) | Released |  | NO | 02/16/2019 11:48:43:413 | Release
SRC002597,B,2,EEPROM Brick Parameter Files | EEPROM Brick Parameter Files | Product Software/Firmware | B | Software (Source Code) | Released |  | NO | 02/16/2019 11:48:43:382 | Release
SRC002597,A,3,EEPROM Brick Parameter Files | EEPROM Brick Parameter Files | Product Software/Firmware | A | Software (Source Code) | Released |  | NO | 02/16/2019 11:48:43:366 | Release
SRC002597,C,3,EEPROM Brick Parameter Files | EEPROM Brick Parameter Files | Product Software/Firmware | C | Software (Source Code) | Released |  | NO | 02/16/2019 11:48:43:319 | Release
SRC002585,A,2,EEPROM Parameter File for ENSEAL Large Jaw (Brick), Marketing, Sales | EEPROM Parameter File for ENSEAL Large Jaw (Brick), Marketing, Sales | Product Software/Firmware | A | Software (Source Code) | Released |  | NO | 02/16/2019 11:48:42:991 | Release
SRC002575,A,1,Software for Torque Test Equipment E17140 | Software for Torque Test Equipment E17140 | Equipment Software | A | Software (Source Code) | Released |  | NO | 02/16/2019 11:48:42:772 | Release
SRC002571,A,1,Software for Medical Cleaning Station E17226 | Software for Medical Cleaning Station E17226 | Equipment Software | A | Software (Source Code) | Released |  | NO | 02/16/2019 11:48:42:554 | Release
SRC002569,A,1,Software for Shaft Functional Tester Equipment E17128 | Software for Shaft Functional Tester Equipment E17128 | Equipment Software | A | Software (Source Code) | Released |  | NO | 02/16/2019 11:48:42:476 | Release
SRC002568,A,1,Software for Silicone Dip and Cure Station E17127 | Software for Silicone Dip and Cure Station E17127 | Equipment Software | A | Software (Source Code) | Released |  | NO | 02/16/2019 11:48:42:429 | Release
SRC002567,A,1,Software for Sahft Assembly Equipment E17124, E17125 and E17126 | Software for Sahft Assembly Equipment E17124, E17125 and E17126 | Equipment Software | A | Software (Source Code) | Released |  | NO | 02/16/2019 11:48:42:413 | Release
SRC002566,A,1,Software for Electrode Welder Station E17122 | Software for Electrode Welder Station E17122 | Equipment Software | A | Software (Source Code) | Released |  | NO | 02/16/2019 11:48:42:382 | Release
SRC002564,A,1,Software for Jaw Glue Cure Oven E17120 | Software for Jaw Glue Cure Oven E17120 | Equipment Software | A | Software (Source Code) | Released |  | NO | 02/16/2019 11:48:42:304 | Release
SRC002563,A,1,Software for Jaw Glue Application Station E17117 | Software for Jaw Glue Application Station E17117 | Equipment Software | A | Software (Source Code) | Released |  | NO | 02/16/2019 11:48:42:288 | Release
SRC002539,A,2,Gap Measurement Device | Gap Measurement Device | Infinity Project | A | Software (Source Code) | Released |  | NO | 02/16/2019 11:48:41:507 | Release
SRC002539,B,3,Gap Measurement Device Brick 149 | Gap Measurement Device Brick 149 | Infinity Project | B | Software (Source Code) | Released |  | NO | 02/16/2019 11:48:41:507 | Release
SRC002538,A,2,Jaw Gap Measurement Shaft | Jaw Gap Measurement Shaft | Infinity Project | A | Software (Source Code) | Released |  | NO | 02/16/2019 11:48:41:382 | Release
SRC002538,B,3,Gap Measurement Shaft Brick 147 | Gap Measurement Shaft Brick 147 | Infinity Project | B | Software (Source Code) | Released |  | NO | 02/16/2019 11:48:41:366 | Release
SRC002535,A,3,Device Functional Test (MAS LINE) | Device Functional Test (MAS LINE) | Infinity Project | A | Software (Source Code) | Released |  | NO | 02/16/2019 11:48:41:272 | Release
SRC002535,B,4,Device Final Test Brick 149 | Device Final Test Brick 149 | Infinity Project | B | Software (Source Code) | Released |  | NO | 02/16/2019 11:48:41:257 | Release
SRC002534,A,4,Shaft Funtional Test | Shaft Funtional Test | Infinity Project | A | Software (Source Code) | Released |  | NO | 02/16/2019 11:48:41:226 | Release
SRC002534,B,3,Shaft Final Test Brick 147 | Shaft Final Test Brick 147 | Infinity Project | B | Software (Source Code) | Released |  | NO | 02/16/2019 11:48:41:226 | Release
SRC002498,A,5,EEPROM Brick Parameter File | EEPROM Brick Parameter File | Product Software/Firmware | A | Software (Source Code) | Released |  | NO | 02/16/2019 11:48:39:272 | Release
SPE003294,A,2,Lubricomp EX03599H Light Grey | Lubricomp EX03599H Light Grey | Raw Material Specification | A | Specification | Released |  | NO | 02/16/2019 11:46:55:928 | Release
SPE003188,A,3,Ultem HU2210 | Ultem HU2210 | Raw Material Specification | A | Specification | Released |  | NO | 02/16/2019 11:46:50:943 | Release
SPE003188,B,3,Ultem HU2210 | Ultem HU2210 | Raw Material Specification | B | Specification | Released |  | NO | 02/16/2019 11:46:50:928 | Release
SPE002893,A,5,Thermec 5350 | Thermec 5350 | Raw Material Specification | A | Specification | Released |  | NO | 02/16/2019 11:46:40:084 | Release
SPE002893,B,1,Thermec 5350 | Thermec 5350 | Raw Material Specification | B | Specification | Released |  | NO | 02/16/2019 11:46:40:068 | Release
SCN061527,A,1,DCM_00NSLX120L_EO | DCM_00NSLX120L_EO | Sterilization Documentation | A | Scanned (Hardcopy) Item | In Review |  | NO | 02/16/2019 11:44:58:364 | WIP
SCN058558,A,2,Oasis Lite Guidelines and Recommendations | Oasis Lite Guidelines and Recommendations | Packaging Documentation | A | Scanned (Hardcopy) Item | Released |  | NO | 02/16/2019 11:44:35:052 | Release
SCN058558,B,4,Oasis Lite Guidelines and Recommendations | Oasis Lite Guidelines and Recommendations | Packaging Documentation | B | Scanned (Hardcopy) Item | Released |  | NO | 02/16/2019 11:44:35:036 | Release
SCN055609,A,1,Meeting Mintures: Tissue Pinching MR Review | Meeting Mintures: Tissue Pinching MR Review | Risk Management Review Meeting Minutes | A | Scanned (Hardcopy) Item | Released |  | NO | 02/16/2019 11:44:23:755 | Release
SCN055609,B,2,Meeting Mintures: Tissue Pinching MR Review | Meeting Mintures: Tissue Pinching MR Review | Risk Management Review Meeting Minutes | B | Scanned (Hardcopy) Item | Released |  | NO | 02/16/2019 11:44:23:739 | Release
SCN052943,A,12,NSLX120L Equivalency Rationale for Procedure Packs | NSLX120L Equivalency Rationale for Procedure Packs | Packaging Documentation | A | Scanned (Hardcopy) Item | Released |  | NO | 02/16/2019 11:44:11:739 | Release
SCN048858,A,3,Brick Final Risk Management Review Meeting | Brick Final Risk Management Review Meeting | Risk Management Review Meeting Minutes | A | Scanned (Hardcopy) Item | Released |  | NO | 02/16/2019 11:43:43:036 | Release
SCN048651,A,4,Brick Process FMEA MR Review | Brick Process FMEA MR Review | Risk Management Review Meeting Minutes | A | Scanned (Hardcopy) Item | Released |  | NO | 02/16/2019 11:43:40:223 | Release
SCN048025,A,1,G10002 Qualification Summary for Project Brick | G10002 Qualification Summary for Project Brick | Design Review Documents | A | Scanned (Hardcopy) Item | Working |  | NO | 02/16/2019 11:43:37:239 | WIP
SCN047747,A,4,Brick/Floyd User Decision Management Review | Brick/Floyd User Decision Management Review | Risk Management Review Meeting Minutes | A | Scanned (Hardcopy) Item | Released |  | NO | 02/16/2019 11:43:34:411 | Release
SCN047746,A,3,Brick/Floyd Inadvertent Energy Application Management Review | Brick/Floyd Inadvertent Energy Application Management Review | Risk Management Review Meeting Minutes | A | Scanned (Hardcopy) Item | Released |  | NO | 02/16/2019 11:43:34:379 | Release
SCN047746,B,4,Brick/Floyd Inadvertent Energy Application Management Review | Brick/Floyd Inadvertent Energy Application Management Review | Risk Management Review Meeting Minutes | B | Scanned (Hardcopy) Item | Released |  | NO | 02/16/2019 11:43:34:364 | Release
SCN047478,A,2,NSLX120L (Project Brick) Approval To Sterilize Memo | NSLX120L (Project Brick) Approval To Sterilize Memo | Sterilization Documentation | A | Scanned (Hardcopy) Item | Released |  | NO | 02/16/2019 11:43:31:676 | Release
SCN044302,A,1,Brick/Floyd Reliability Tester | Brick/Floyd Reliability Tester | Equipment Design Approval | A | Scanned (Hardcopy) Item | Released |  | NO | 02/16/2019 11:43:10:113 | Release
SCN043481,A,3,Brick/Floyd Front Button Risk Review Minutes | Brick/Floyd Front Button Risk Review Minutes | Risk Management Review Meeting Minutes | A | Scanned (Hardcopy) Item | Released |  | NO | 02/16/2019 11:43:05:379 | Release
SCN041766,A,2,Brick Risk Management Review for Lockout | Brick Risk Management Review for Lockout | Risk Management Review Meeting Minutes | A | Scanned (Hardcopy) Item | Released |  | NO | 02/16/2019 11:42:52:285 | Release
SCN041766,B,4,Brick Risk Management Review for Lockout | Brick Risk Management Review for Lockout | Risk Management Review Meeting Minutes | B | Scanned (Hardcopy) Item | Released |  | NO | 02/16/2019 11:42:52:269 | Release
SCN035297,A,2,Brick Bailout Management Review | Brick Bailout Management Review | Risk Management Review Meeting Minutes | A | Scanned (Hardcopy) Item | Released |  | NO | 02/16/2019 11:41:39:238 | Release
SCN031850,A,6,Brick Quality Assurance Plan | Brick Quality Assurance Plan | Quality Assurance Plan | A | Scanned (Hardcopy) Item | Released |  | NO | 02/16/2019 11:41:20:300 | Release
SCN031850,B,2,Brick Quality Assurance Plan | Brick Quality Assurance Plan | Quality Assurance Plan | B | Scanned (Hardcopy) Item | Released |  | NO | 02/16/2019 11:41:20:284 | Release
SCN031850,D,5,Brick Quality Assurance Plan | Brick Quality Assurance Plan | Quality Assurance Plan | D | Scanned (Hardcopy) Item | Released |  | NO | 02/16/2019 11:41:20:284 | Release
SCN031850,C,1,Brick Quality Assurance Plan | Brick Quality Assurance Plan | Quality Assurance Plan | C | Scanned (Hardcopy) Item | Released |  | NO | 02/16/2019 11:41:20:269 | Release
SCN031850,E,4,Brick Quality Assurance Plan | Brick Quality Assurance Plan | Quality Assurance Plan | E | Scanned (Hardcopy) Item | Released |  | NO | 02/16/2019 11:41:20:222 | Release
SCN030175,J,2,BRICK Team Roster | BRICK Team Roster | Team Roster | J | Scanned (Hardcopy) Item | Released |  | NO | 02/16/2019 11:41:09:206 | Release
SCN030175,L,2,BRICK Team Roster | BRICK Team Roster | Team Roster | L | Scanned (Hardcopy) Item | Released |  | NO | 02/16/2019 11:41:09:206 | Release
SCN030175,K,2,BRICK Team Roster | BRICK Team Roster | Team Roster | K | Scanned (Hardcopy) Item | Released |  | NO | 02/16/2019 11:41:09:190 | Release
SCN030175,M,2,BRICK Team Roster | BRICK Team Roster | Team Roster | M | Scanned (Hardcopy) Item | Released |  | NO | 02/16/2019 11:41:09:159 | Release
SCN030175,N,2,BRICK Team Roster | BRICK Team Roster | Team Roster | N | Scanned (Hardcopy) Item | Released |  | NO | 02/16/2019 11:41:09:144 | Release
SCN030175,G,2,BRICK Team Roster | BRICK Team Roster | Team Roster | G | Scanned (Hardcopy) Item | Released |  | NO | 02/16/2019 11:41:09:128 | Release
SCN030175,H,2,BRICK Team Roster | BRICK Team Roster | Team Roster | H | Scanned (Hardcopy) Item | Released |  | NO | 02/16/2019 11:41:09:112 | Release
SCN030175,P,2,BRICK Team Roster | BRICK Team Roster | Team Roster | P | Scanned (Hardcopy) Item | Released |  | NO | 02/16/2019 11:41:09:112 | Release
SCN030175,R,2,BRICK Team Roster | BRICK Team Roster | Team Roster | R | Scanned (Hardcopy) Item | Released |  | NO | 02/16/2019 11:41:09:081 | Release
SCN013028,L,1,Clinical Expert Report - Enseal and Endopath Bipolar Electrosurgical Instruments and Accessories | Clinical Expert Report - Enseal and Endopath Bipolar Electrosurgical Instruments and Accessories | CER (Clinical Expert Report) | L | Scanned (Hardcopy) Item | Released |  | NO | 02/16/2019 11:36:17:282 | Release
SCN013028,M,2,Clinical Expert Report - Enseal and Endopath Bipolar Electrosurgical Instruments and Accessories | Clinical Expert Report - Enseal and Endopath Bipolar Electrosurgical Instruments and Accessories | CER (Clinical Expert Report) | M | Scanned (Hardcopy) Item | Released |  | NO | 02/16/2019 11:36:17:125 | Release
RMD001262,A,2,Project Brick - Fault Tree (FTA) | Project Brick - Fault Tree (FTA) | Design FMEA (device)-Legacy | A | Risk Management Document | Released |  | NO | 02/16/2019 11:33:30:655 | Release
RMD001261,C,2,Project Brick - DFMEA | Project Brick - DFMEA | Design FMEA (device)-Legacy | C | Risk Management Document | Released |  | NO | 02/16/2019 11:33:30:624 | Release
RMD001261,A,1,Project Brick - DFMEA | Project Brick - DFMEA | Design FMEA (device)-Legacy | A | Risk Management Document | Released |  | NO | 02/16/2019 11:33:30:608 | Release
RMD001261,B,2,Project Brick - DFMEA | Project Brick - DFMEA | Design FMEA (device)-Legacy | B | Risk Management Document | Released |  | NO | 02/16/2019 11:33:30:608 | Release
RMD001261,D,6,Project Brick - DFMEA | Project Brick - DFMEA | Design FMEA (device)-Legacy | D | Risk Management Document | Released |  | NO | 02/16/2019 11:33:30:593 | Release
PRC086087,A,3,Brick Sealer E17141 Tool Seal DoE for Tray P000221P02 | Brick Sealer E17141 Tool Seal DoE for Tray P000221P02 | None | A | Engineering Study | Released |  | NO | 02/16/2019 11:31:11:029 | Release
PRC084345,A,7,Production MIM Tool Validation | Production MIM Tool Validation | None | A | Engineering Study | Released |  | NO | 02/16/2019 11:30:51:716 | Release
PRC084345,B,2,Production MIM Tool Validation | Production MIM Tool Validation | None | B | Engineering Study | Released |  | NO | 02/16/2019 11:30:51:701 | Release
PRC084096,A,4,Brick Bioburden study for CEA Onanon Cable SPCR | Brick Bioburden study for CEA Onanon Cable SPCR | None | A | Engineering Study | Released |  | NO | 02/16/2019 11:30:48:841 | Release
PRC083303,A,5,Brick Bioburden Testing Following Cable Supplier Change from CEA to Peters Technologies | Brick Bioburden Testing Following Cable Supplier Change from CEA to Peters Technologies | None | A | Engineering Study | Released |  | NO | 02/16/2019 11:30:40:654 | Release
PRC081269,A,1,Brick Active Rod Automated Equipment Bioburden Study | Brick Active Rod Automated Equipment Bioburden Study | None | A | Engineering Study | Released |  | NO | 02/16/2019 11:30:14:076 | Release
PRC081112,A,3,Rapid BBT Transfer Pilot Run ¦ Independencia | Rapid BBT Transfer Pilot Run ¦ Independencia | Protocol - Other | A | Protocol | Released |  | NO | 02/16/2019 11:30:11:310 | Release
PRC079820,A,3,Burr Acceptance Criteria for Brick Jaws | Burr Acceptance Criteria for Brick Jaws | None | A | Engineering Study | Released |  | NO | 02/16/2019 11:29:53:138 | Release
PRC079820,B,2,Burr Acceptance Criteria for Brick Jaws | Burr Acceptance Criteria for Brick Jaws | None | B | Engineering Study | Released |  | NO | 02/16/2019 11:29:53:122 | Release
PRC078899,A,11,Kindle 1B Test 1 Package System Approval Protocol | Kindle 1B Test 1 Package System Approval Protocol | Protocol Packaging | A | Protocol | Released |  | NO | 02/16/2019 11:29:41:981 | Release
PRC076494,A,3,Project Brick EO Cycle per PS4077 Sterilization Validation (Bioburden, NPRT, B&F) | Project Brick EO Cycle per PS4077 Sterilization Validation (Bioburden, NPRT, B&F) | None | A | Completion Report | Released |  | NO | 02/16/2019 11:29:11:341 | Release
PRC076493,A,3,Project Brick EO Cycle per PS4077 Sterilization Validation (Bioburden, NPRT, B&F) | Project Brick EO Cycle per PS4077 Sterilization Validation (Bioburden, NPRT, B&F) | Sterilization Validation | A | Protocol | Released |  | NO | 02/16/2019 11:29:11:309 | Release
PRC076312,A,4,Completion Report Proficient for FGQA and Process Test for Brick Shaft Functional Test Line 147 | Completion Report Proficient for FGQA and Process Test for Brick Shaft Functional Test Line 147 | None | A | Completion Report | Released |  | NO | 02/16/2019 11:29:09:075 | Release
PRC076311,A,5,Infinity Proficient 3.3 for Shaft Functional Test | Infinity Proficient 3.3 for Shaft Functional Test | Protocol - Other | A | Protocol | Released |  | NO | 02/16/2019 11:29:09:044 | Release
PRC075825,A,3,Project Brick EO Residual Qualification to be Sterilized at Steris El Paso 1 through Cycle 5203 (PS4077) | Project Brick EO Residual Qualification to be Sterilized at Steris El Paso 1 through Cycle 5203 (PS4077) | None | A | Completion Report | Released |  | NO | 02/16/2019 11:29:02:903 | Release
PRC075825,B,3,Project Brick EO Residual Qualification to be Sterilized at Steris El Paso 1 through Cycle 5203 (PS4077) | Project Brick EO Residual Qualification to be Sterilized at Steris El Paso 1 through Cycle 5203 (PS4077) | None | B | Completion Report | Released |  | NO | 02/16/2019 11:29:02:872 | Release
PRC075824,A,3,Project Brick EO Residual Qualification to be Sterilized at Steris El Paso 1 through Cycle 5203 (PS4077) | Project Brick EO Residual Qualification to be Sterilized at Steris El Paso 1 through Cycle 5203 (PS4077) | Sterilization Validation | A | Protocol | Released |  | NO | 02/16/2019 11:29:02:841 | Release
PRC075824,B,2,Project Brick EO Residual Qualification to be Sterilized at Steris El Paso 1 through Cycle 5203 (PS4077) | Project Brick EO Residual Qualification to be Sterilized at Steris El Paso 1 through Cycle 5203 (PS4077) | Sterilization Validation | B | Protocol | Released |  | NO | 02/16/2019 11:29:02:825 | Release
PRC075474,A,2,Attribute GRnR to Evaluate the Vision System of the Proximal Shaft Assembly for Brick | Attribute GRnR to Evaluate the Vision System of the Proximal Shaft Assembly for Brick | None | A | Engineering Study | Released |  | NO | 02/16/2019 11:29:00:231 | Release
PRC075382,A,1,Evaluate the Vision System Gage R & R for the Distal Shaft Assembly - Project Brick | Evaluate the Vision System Gage R & R for the Distal Shaft Assembly - Project Brick | None | A | Engineering Study | Released |  | NO | 02/16/2019 11:28:59:403 | Release
PRC075311,A,3,Microbiological D-value / Comparative Resistance Testing for Brick (NSLX120L) | Microbiological D-value / Comparative Resistance Testing for Brick (NSLX120L) | None | A | Engineering Study | Released |  | NO | 02/16/2019 11:28:58:887 | Release
PRC075311,B,4,Microbiological D-value / Comparative Resistance Testing for Brick (NSLX120L) | Microbiological D-value / Comparative Resistance Testing for Brick (NSLX120L) | None | B | Engineering Study | Released |  | NO | 02/16/2019 11:28:58:887 | Release
PRC075311,C,1,Microbiological D-value / Comparative Resistance Testing for Brick (NSLX120L) | Microbiological D-value / Comparative Resistance Testing for Brick (NSLX120L) | None | C | Engineering Study | Released |  | NO | 02/16/2019 11:28:58:872 | Release
PRC075284,A,1,Package Sealing Operational Qualification | Package Sealing Operational Qualification | Protocol Operation Qualification | A | Protocol | Released |  | NO | 02/16/2019 11:28:58:684 | Release
PRC074850,A,8,Criticaly Assessment for End of line Packaging equipment Brick line | Criticaly Assessment for End of line Packaging equipment Brick line | None | A | Engineering Study | Released |  | NO | 02/16/2019 11:28:55:106 | Release
PRC074622,A,6,Vision System Gage R&R in Equipment E17132 of Brick Line - Characterization in OP20 | Vision System Gage R&R in Equipment E17132 of Brick Line - Characterization in OP20 | None | A | Engineering Study | Released |  | NO | 02/16/2019 11:28:53:481 | Release
PRC074622,B,3,Vision System Gage R&R in Equipment E17132 of Brick Line - Characterization in OP20 | Vision System Gage R&R in Equipment E17132 of Brick Line - Characterization in OP20 | None | B | Engineering Study | Released |  | NO | 02/16/2019 11:28:53:465 | Release
PRC074523,A,4,Process Characterization Medical cleaning station | Process Characterization Medical cleaning station | None | A | Engineering Study | Released |  | NO | 02/16/2019 11:28:52:137 | Release
PRC069706,A,3,Project Brick Dry Heat Evaluation | Project Brick Dry Heat Evaluation | None | A | Engineering Study | Released |  | NO | 02/16/2019 11:28:06:434 | Release
DC001501,H,2,Project BRICK Design Plan | Project BRICK Design Plan | None | H | Design Plan | Released |  | NO | 02/16/2019 11:20:32:117 | Release
DC001501,J,3,Project BRICK Design Plan | Project BRICK Design Plan | None | J | Design Plan | Released |  | NO | 02/16/2019 11:20:32:117 | Release
DC001501,L,2,Project BRICK Design Plan | Project BRICK Design Plan | None | L | Design Plan | Released |  | NO | 02/16/2019 11:20:32:102 | Release
DC001501,K,2,Project BRICK Design Plan | Project BRICK Design Plan | None | K | Design Plan | Released |  | NO | 02/16/2019 11:20:32:086 | Release
DC001501,C,2,Project BRICK Design Plan | Project BRICK Design Plan | None | C | Design Plan | Released |  | NO | 02/16/2019 11:20:32:055 | Release
DC001501,B,2,Project BRICK Design Plan | Project BRICK Design Plan | None | B | Design Plan | Released |  | NO | 02/16/2019 11:20:32:039 | Release
DC001501,M,3,Project BRICK Design Plan | Project BRICK Design Plan | None | M | Design Plan | Released |  | NO | 02/16/2019 11:20:31:992 | Release
PR001437,A,3,Visual Aid For Device Final Visual Inspection | Visual Aid For Device Final Visual Inspection | Photographic Document | A | General Processing Document | Released |  | NO | 02/16/2019 11:13:02:223 | Release
PR001437,B,3,Visual Aid For Device Final Visual Inspection | Visual Aid For Device Final Visual Inspection | Photographic Document | B | General Processing Document | Released |  | NO | 02/16/2019 11:13:02:207 | Release
PR001435,A,5,Visual Aid For Brick Shaft Shims Selection | Visual Aid For Brick Shaft Shims Selection | Photographic Document | A | General Processing Document | Released |  | NO | 02/16/2019 11:13:02:082 | Release
PR001429,A,5,Visual Aids for visual inspection Shaft/Device | Visual Aids for visual inspection Shaft/Device | Photographic Document | A | General Processing Document | Released |  | NO | 02/16/2019 11:13:01:942 | Release
PR001419,A,6,Visual Aid For Brick Packaging Inspection | Visual Aid For Brick Packaging Inspection | Photographic Document | A | General Processing Document | Released |  | NO | 02/16/2019 11:13:01:145 | Release
PR001417,A,3,Visual Aid for Brick Shaft Reclamation Mark | Visual Aid for Brick Shaft Reclamation Mark | Photographic Document | A | General Processing Document | Released |  | NO | 02/16/2019 11:13:01:004 | Release
PR001416,A,3,Visual Aid for Brick Device Reclamation Matrix | Visual Aid for Brick Device Reclamation Matrix | Photographic Document | A | General Processing Document | Released |  | NO | 02/16/2019 11:13:00:942 | Release
PR001415,A,7,Visual Aid for Brick Shaft Reclamation Matrix | Visual Aid for Brick Shaft Reclamation Matrix | Photographic Document | A | General Processing Document | Released |  | NO | 02/16/2019 11:13:00:879 | Release
PR001414,A,6,Visual Aid for Brick to Identify Non-Acceptable adhesive in the Jaws | Visual Aid for Brick to Identify Non-Acceptable adhesive in the Jaws | Photographic Document | A | General Processing Document | Released |  | NO | 02/16/2019 11:13:00:817 | Release
PR001413,A,7,Visual Aid for Silicon Presence | Visual Aid for Silicon Presence | Photographic Document | A | General Processing Document | Released |  | NO | 02/16/2019 11:13:00:770 | Release
PR001412,A,8,Visual Aid for Brick Upper Electrode Weld | Visual Aid for Brick Upper Electrode Weld | Photographic Document | A | General Processing Document | Released |  | NO | 02/16/2019 11:13:00:707 | Release
PR001411,A,6,Visual Aid for Brick Lower Electrode Weld | Visual Aid for Brick Lower Electrode Weld | Photographic Document | A | General Processing Document | Released |  | NO | 02/16/2019 11:13:00:660 | Release
PR001410,A,9,Visual Aid for Shaft Clean and Pack Cosmetic Defects | Visual Aid for Shaft Clean and Pack Cosmetic Defects | Photographic Document | A | General Processing Document | Released |  | NO | 02/16/2019 11:13:00:598 | Release
SCN062402,A,1,Approval Letter for MPS New Xerox Nuvera Equipment | Approval Letter for MPS New Xerox Nuvera Equipment | None | A | Scanned (Hardcopy) Item | Released |  | NO | 02/16/2019 06:33:54:249 | Release
SCN061707,A,1,1812-0044 CSZ 2 PRC088367 Brick Test PR001321_12-06-18 | 1812-0044 CSZ 2 PRC088367 Brick Test PR001321_12-06-18 | RDL Test Data | A | Scanned (Hardcopy) Item | Released |  | NO | 02/16/2019 06:33:42:420 | Release
SCN061700,A,1,Phil Clauda Vessel Measurement 12-04-18 | Phil Clauda Vessel Measurement 12-04-18 | RDL Test Data | A | Scanned (Hardcopy) Item | Released |  | NO | 02/16/2019 06:33:42:295 | Release
SCN061636,A,1,1812-0020 CSZ 2 Brick Test PR001321_12-03-18 | 1812-0020 CSZ 2 Brick Test PR001321_12-03-18 | RDL Test Data | A | Scanned (Hardcopy) Item | Released |  | NO | 02/16/2019 06:33:41:202 | Release
SCN060928,A,1,D37314P01 and D39046P01 Lower Jaw And Test Puck | D37314P01 and D39046P01 Lower Jaw And Test Puck | None | A | Scanned (Hardcopy) Item | Released |  | NO | 02/16/2019 06:33:30:467 | Release
SCN059452,A,1,D37314P01 Lower Jaw | D37314P01 Lower Jaw | None | A | Scanned (Hardcopy) Item | Released |  | NO | 02/16/2019 06:33:01:389 | Release
SCN059278,A,1,1808-0137 Eric Roberson Brick Shroud Assembly CT Images Test | 1808-0137 Eric Roberson Brick Shroud Assembly CT Images Test | RDL Test Data | A | Scanned (Hardcopy) Item | Released |  | NO | 02/16/2019 06:32:55:998 | Release
SCN059186,A,1,D37314P01 Lower Jaw | D37314P01 Lower Jaw | None | A | Scanned (Hardcopy) Item | Released |  | NO | 02/16/2019 06:32:53:264 | Release
SCN059177,A,1,PRC086731A Eric Roberson Project Brick Hipot Test | PRC086731A Eric Roberson Project Brick Hipot Test | RDL Test Data | A | Scanned (Hardcopy) Item | Released |  | NO | 02/16/2019 06:32:52:983 | Release
SCN059000,A,1,1807-0158 CSZ PRC086731 Brick Report PR001321_07-25-18 | 1807-0158 CSZ PRC086731 Brick Report PR001321_07-25-18 | RDL Test Data | A | Scanned (Hardcopy) Item | Released |  | NO | 02/16/2019 06:32:47:654 | Release
SCN059000,B,2,1807-0158 CSZ PRC086731 Brick Report PR001321_07-25-18 | 1807-0158 CSZ PRC086731 Brick Report PR001321_07-25-18 | RDL Test Data | B | Scanned (Hardcopy) Item | Released |  | NO | 02/16/2019 06:32:47:654 | Release
SCN058659,A,1,1806-0238 Phil Clauda Brick Shroud Assembly CT Test | 1806-0238 Phil Clauda Brick Shroud Assembly CT Test | RDL Test Data | A | Scanned (Hardcopy) Item | Released |  | NO | 02/16/2019 06:32:39:639 | Release
SCN058628,A,1,D37314P01 Lower Jaw (Assett 222396) | D37314P01 Lower Jaw (Assett 222396) | None | A | Scanned (Hardcopy) Item | Released |  | NO | 02/16/2019 06:32:38:670 | Release
SCN057851,A,2,D37314P01 Lower Jaw | D37314P01 Lower Jaw | None | A | Scanned (Hardcopy) Item | Released |  | NO | 02/16/2019 06:32:20:920 | Release
SCN057157,A,1,Elaine Gossard Brick Claim Testing 04-12-18 | Elaine Gossard Brick Claim Testing 04-12-18 | RDL Test Data | A | Scanned (Hardcopy) Item | Released |  | NO | 02/16/2019 06:32:03:373 | Release
SCN057157,B,2,Elaine Gossard Brick Claim Testing 04-12-18 | Elaine Gossard Brick Claim Testing 04-12-18 | RDL Test Data | B | Scanned (Hardcopy) Item | Released |  | NO | 02/16/2019 06:32:03:357 | Release
SCN057140,A,1,Elaine Gossard Vessel Measurements 04-11-18 | Elaine Gossard Vessel Measurements 04-11-18 | RDL Test Data | A | Scanned (Hardcopy) Item | Released |  | NO | 02/16/2019 06:32:02:857 | Release
SCN057078,A,1,Sudeepa Hall Vessel Measurements 04-05-18 | Sudeepa Hall Vessel Measurements 04-05-18 | RDL Test Data | A | Scanned (Hardcopy) Item | Released |  | NO | 02/16/2019 06:32:01:138 | Release
SCN057048,A,1,Sudeepa Hall Vessel Measurements 04-04-18 | Sudeepa Hall Vessel Measurements 04-04-18 | RDL Test Data | A | Scanned (Hardcopy) Item | Released |  | NO | 02/16/2019 06:32:00:341 | Release
SCN056594,A,2,1803-0017 CSZ 2 PRC084846 Brick PR001321_03-06-18 | 1803-0017 CSZ 2 PRC084846 Brick PR001321_03-06-18 | RDL Test Data | A | Scanned (Hardcopy) Item | Released |  | NO | 02/16/2019 06:31:46:795 | Release
SCN056409,A,1,Eric Johnson Vessel Measurement 02-22-18 _ PRC084566 | Eric Johnson Vessel Measurement 02-22-18 _ PRC084566 | RDL Test Data | A | Scanned (Hardcopy) Item | Released |  | NO | 02/16/2019 06:31:41:263 | Release
SCN056364,A,1,Eric Johnson Vessel Measurement 02-21-18 _ PRC084566A | Eric Johnson Vessel Measurement 02-21-18 _ PRC084566A | RDL Test Data | A | Scanned (Hardcopy) Item | Released |  | NO | 02/16/2019 06:31:39:701 | Release
SCN055955,A,1,PRC082737A_Button Activation-2_01-31-18 | PRC082737A_Button Activation-2_01-31-18 | RDL Test Data | A | Scanned (Hardcopy) Item | Released |  | NO | 02/16/2019 06:31:26:294 | Release
SCN055551,A,1,PRC084131A Eric Roberson Brick HiPot Data 1-18-2018 | PRC084131A Eric Roberson Brick HiPot Data 1-18-2018 | RDL Test Data | A | Scanned (Hardcopy) Item | Released |  | NO | 02/16/2019 06:31:20:013 | Release
SCN055347,A,2,Supplier Approval, D43308G01 | Supplier Approval, D43308G01 | None | A | Scanned (Hardcopy) Item | Released |  | NO | 02/16/2019 06:31:17:716 | Release
SCN055340,A,2,1801-0052 CSZ 2 PRC084227A Brick PR001321_01-10-18 | 1801-0052 CSZ 2 PRC084227A Brick PR001321_01-10-18 | RDL Test Data | A | Scanned (Hardcopy) Item | Released |  | NO | 02/16/2019 06:31:17:435 | Release
SCN055340,B,1,1801-0052 CSZ 2 PRC084227A Brick PR001321_01-10-18 | 1801-0052 CSZ 2 PRC084227A Brick PR001321_01-10-18 | RDL Test Data | B | Scanned (Hardcopy) Item | Released |  | NO | 02/16/2019 06:31:17:419 | Release
SCN055307,A,1,PRC084227A_Button Activation_01-11-18 | PRC084227A_Button Activation_01-11-18 | RDL Test Data | A | Scanned (Hardcopy) Item | Released |  | NO | 02/16/2019 06:31:16:904 | Release
SCN055307,B,2,PRC084227A_Button Activation_01-11-18 | PRC084227A_Button Activation_01-11-18 | RDL Test Data | B | Scanned (Hardcopy) Item | Released |  | NO | 02/16/2019 06:31:16:904 | Release
SCN055237,A,2,PRC082737A_Button Activation_01-09-18 | PRC082737A_Button Activation_01-09-18 | RDL Test Data | A | Scanned (Hardcopy) Item | Released |  | NO | 02/16/2019 06:31:15:372 | Release
SCN055237,B,2,PRC082737A_Button Activation_01-09-18 | PRC082737A_Button Activation_01-09-18 | RDL Test Data | B | Scanned (Hardcopy) Item | Released |  | NO | 02/16/2019 06:31:15:357 | Release
SCN054897,A,2,1712-0085_FTF Lock on Gown | 1712-0085_FTF Lock on Gown | RDL Test Data | A | Scanned (Hardcopy) Item | Released |  | NO | 02/16/2019 06:31:06:825 | Release
SCN054574,A,1,6 Month RT Aged-FTC_1711-0186 | 6 Month RT Aged-FTC_1711-0186 | RDL Test Data | A | Scanned (Hardcopy) Item | Released |  | NO | 02/16/2019 06:31:00:716 | Release
SCN054492,A,1,Phil Clauda Brick Hipot Testing 11-27-2017 | Phil Clauda Brick Hipot Testing 11-27-2017 | RDL Test Data | A | Scanned (Hardcopy) Item | Released |  | NO | 02/16/2019 06:30:59:638 | Release
SCN054395,A,1,Final Approval letter D37314P01 CA075328C | Final Approval letter D37314P01 CA075328C | None | A | Scanned (Hardcopy) Item | Released |  | NO | 02/16/2019 06:30:58:810 | Release
SCN054355,A,8,NR-0083616 Investigation | NR-0083616 Investigation | None | A | Scanned (Hardcopy) Item | Released |  | NO | 02/16/2019 06:30:58:278 | Release
SCN054173,A,1,ECR0000912 Labeling Memorandum | ECR0000912 Labeling Memorandum | None | A | Scanned (Hardcopy) Item | Released |  | NO | 02/16/2019 06:30:55:388 | Release
SCN054148,A,3,Complaint Summary of VOC Associated with Reposition Jaws and Reactivate (Feb 2017 - Oct 2017) | Complaint Summary of VOC Associated with Reposition Jaws and Reactivate (Feb 2017 - Oct 2017) | None | A | Scanned (Hardcopy) Item | Released |  | NO | 02/16/2019 06:30:55:153 | Release
SCN053474,A,1,RDL - Phil Clauda Vessel Measurement 10-05-17 | RDL - Phil Clauda Vessel Measurement 10-05-17 | RDL Test Data | A | Scanned (Hardcopy) Item | Released |  | NO | 02/16/2019 06:30:37:263 | Release
SCN053176,A,1,Safety Process Approval Memo for EnSeal XL Large Jaw Tissue Sealer Etched Knife Process Changed | Safety Process Approval Memo for EnSeal XL Large Jaw Tissue Sealer Etched Knife Process Changed | None | A | Scanned (Hardcopy) Item | Released |  | NO | 02/16/2019 06:30:26:934 | Release
SCN052809,A,2,Infinity Data Op 80 Device Functional Tester Line 149 | Infinity Data Op 80 Device Functional Tester Line 149 | None | A | Scanned (Hardcopy) Item | Released |  | NO | 02/16/2019 06:30:16:012 | Release
SCN052796,A,1,RDL - Scot Harris Vessel Measurement 08-24-17 | RDL - Scot Harris Vessel Measurement 08-24-17 | RDL Test Data | A | Scanned (Hardcopy) Item | Released |  | NO | 02/16/2019 06:30:15:591 | Release
SCN052740,A,2,RDL - 1708-0152 CSZ 3 PRC081033A Brick Report PR001321 | RDL - 1708-0152 CSZ 3 PRC081033A Brick Report PR001321 | RDL Test Data | A | Scanned (Hardcopy) Item | Released |  | NO | 02/16/2019 06:30:13:653 | Release
SCN052737,A,1,RDL - 1708-0151 CSZ 1, 2, 4 PRC081887 Brick PR001321_08-21-17 | RDL - 1708-0151 CSZ 1, 2, 4 PRC081887 Brick PR001321_08-21-17 | RDL Test Data | A | Scanned (Hardcopy) Item | Released |  | NO | 02/16/2019 06:30:13:528 | Release
SCN052342,A,2,Infinity Data for PRC080166 of Shaft Jaw Gap | Infinity Data for PRC080166 of Shaft Jaw Gap | None | A | Scanned (Hardcopy) Item | Released |  | NO | 02/16/2019 06:30:02:919 | Release
SCN052225,A,3,Infinity Data for PRC081436 of Shaft Funtional Tester | Infinity Data for PRC081436 of Shaft Funtional Tester | None | A | Scanned (Hardcopy) Item | Released |  | NO | 02/16/2019 06:29:58:934 | Release
SCN052224,A,3,Infinity Data for PRC081436 of Device Jaw Gap | Infinity Data for PRC081436 of Device Jaw Gap | None | A | Scanned (Hardcopy) Item | Released |  | NO | 02/16/2019 06:29:58:903 | Release
SCN052222,A,3,Infinity Data for PRC081436 of Device Functional Tester | Infinity Data for PRC081436 of Device Functional Tester | None | A | Scanned (Hardcopy) Item | Released |  | NO | 02/16/2019 06:29:58:856 | Release
SCN052157,A,2,Infinity Data Device Functional Tester for PRC081032 | Infinity Data Device Functional Tester for PRC081032 | None | A | Scanned (Hardcopy) Item | Released |  | NO | 02/16/2019 06:29:57:012 | Release
SCN052152,A,1,Safety Process Approval Memo for NSLX120L Active Rod Process Change | Safety Process Approval Memo for NSLX120L Active Rod Process Change | None | A | Scanned (Hardcopy) Item | Released |  | NO | 02/16/2019 06:29:56:903 | Release
SCN052088,A,1,NSLX120L Pack out Memo | NSLX120L Pack out Memo | None | A | Scanned (Hardcopy) Item | Released |  | NO | 02/16/2019 06:29:55:153 | Release
SCN052088,B,1,NSLX120L Pack out Memo | NSLX120L Pack out Memo | None | B | Scanned (Hardcopy) Item | In Review |  | NO | 02/16/2019 06:29:55:153 | WIP
SCN052065,A,3,PRC081032 Shaft Functional Tester Infinity Data | PRC081032 Shaft Functional Tester Infinity Data | None | A | Scanned (Hardcopy) Item | Released |  | NO | 02/16/2019 06:29:54:372 | Release
SCN051822,A,2,Infinity Data for PRC080811 | Infinity Data for PRC080811 | None | A | Scanned (Hardcopy) Item | Released |  | NO | 02/16/2019 06:29:46:903 | Release
SCN051348,A,1,RDL-AML ATL 1705-0198 Todd Brannon 053117 | RDL-AML ATL 1705-0198 Todd Brannon 053117 | RDL Test Data | A | Scanned (Hardcopy) Item | Released |  | NO | 02/16/2019 06:29:35:325 | Release
SCN051106,A,2,Brick OR Package User Validation Seal Strength Rationalization | Brick OR Package User Validation Seal Strength Rationalization | None | A | Scanned (Hardcopy) Item | Released |  | NO | 02/16/2019 06:29:29:793 | Release
SCN050012,A,1,RDL-Vessel Measurements_03-21-17_Phil Clauda | RDL-Vessel Measurements_03-21-17_Phil Clauda | RDL Test Data | A | Scanned (Hardcopy) Item | Released |  | NO | 02/16/2019 06:29:06:324 | Release
SCN049899,A,2,RDL-CSZ 2_Brick-PR001321_03-15-17-PRC079486 | RDL-CSZ 2_Brick-PR001321_03-15-17-PRC079486 | RDL Test Data | A | Scanned (Hardcopy) Item | Released |  | NO | 02/16/2019 06:29:04:137 | Release
SCN049591,A,1,RDL-Scott Bingham_Brick Thermal Temperature Data_2-22-2017-PRC079384 | RDL-Scott Bingham_Brick Thermal Temperature Data_2-22-2017-PRC079384 | RDL Test Data | A | Scanned (Hardcopy) Item | Released |  | NO | 02/16/2019 06:28:56:637 | Release
SCN049472,A,1,RDL-AML ATL 1702-0149 Greg Trees 022217 | RDL-AML ATL 1702-0149 Greg Trees 022217 | RDL Test Data | A | Scanned (Hardcopy) Item | Released |  | NO | 02/16/2019 06:28:53:965 | Release
SCN049283,A,1,RDL-Jon Michael Katt_Brick_Hipot Testing | RDL-Jon Michael Katt_Brick_Hipot Testing | RDL Test Data | A | Scanned (Hardcopy) Item | Released |  | NO | 02/16/2019 06:28:47:449 | Release
SCN049198,A,1,RDL-AML ATL 1702-0031 Matthew Schneider 020317 | RDL-AML ATL 1702-0031 Matthew Schneider 020317 | RDL Test Data | A | Scanned (Hardcopy) Item | Released |  | NO | 02/16/2019 06:28:44:824 | Release
SCN049042,A,1,RDL-Vessel Measurement_01-24-17_Scott Bingham-PRC079054 | RDL-Vessel Measurement_01-24-17_Scott Bingham-PRC079054 | None | A | Scanned (Hardcopy) Item | Released |  | NO | 02/16/2019 06:28:39:340 | Release
SCN048975,A,1,Brick Gages Categorization prior OQPQ Run Confirmation | Brick Gages Categorization prior OQPQ Run Confirmation | None | A | Scanned (Hardcopy) Item | Released |  | NO | 02/16/2019 06:28:37:058 | Release
SCN048949,A,4,Brick Process Specifications Changes from IQ to OQ/PQ | Brick Process Specifications Changes from IQ to OQ/PQ | None | A | Scanned (Hardcopy) Item | Released |  | NO | 02/16/2019 06:28:36:449 | Release
SCN048926,A,2,Brick DR III Close Out Packet | Brick DR III Close Out Packet | DR Close Out Packet | A | Scanned (Hardcopy) Item | Released |  | NO | 02/16/2019 06:28:35:683 | Release
SCN048919,A,2,Brick Equipment Pressure Switch Setting Confirmation | Brick Equipment Pressure Switch Setting Confirmation | None | A | Scanned (Hardcopy) Item | Released |  | NO | 02/16/2019 06:28:35:480 | Release
SCN048864,A,3,Brick Component CRR and I-sheet Visual Packaging Inspection | Brick Component CRR and I-sheet Visual Packaging Inspection | None | A | Scanned (Hardcopy) Item | Released |  | NO | 02/16/2019 06:28:34:137 | Release
SCN048857,A,1,Project Brick: OR Packaging and Setup Validation Video Files | Project Brick: OR Packaging and Setup Validation Video Files | None | A | Scanned (Hardcopy) Item | Released |  | NO | 02/16/2019 06:28:33:933 | Release
SCN048855,A,1,Project Brick: OR Packaging and Setup Validation Video Files | Project Brick: OR Packaging and Setup Validation Video Files | None | A | Scanned (Hardcopy) Item | Released |  | NO | 02/16/2019 06:28:33:824 | Release
SCN048853,A,1,Project Brick: OR Packaging and Setup Validation Video Files | Project Brick: OR Packaging and Setup Validation Video Files | None | A | Scanned (Hardcopy) Item | Released |  | NO | 02/16/2019 06:28:33:730 | Release
SCN048850,A,1,Project Brick: OR Packaging and Setup Validation Video files | Project Brick: OR Packaging and Setup Validation Video files | None | A | Scanned (Hardcopy) Item | Released |  | NO | 02/16/2019 06:28:33:652 | Release
SCN048618,A,1,RDL-Vessel Measurement_12-13-16_Mark Davison-PRC078172 | RDL-Vessel Measurement_12-13-16_Mark Davison-PRC078172 | RDL Test Data | A | Scanned (Hardcopy) Item | Released |  | NO | 02/16/2019 06:28:26:027 | Release
SCN048578,A,4,Brick Assembly Equipment Software Risk Assessment | Brick Assembly Equipment Software Risk Assessment | None | A | Scanned (Hardcopy) Item | Released |  | NO | 02/16/2019 06:28:24:824 | Release
SCN048507,A,2,Component Qualification Summary | Component Qualification Summary | Design Review Documents | A | Scanned (Hardcopy) Item | Released |  | NO | 02/16/2019 06:28:22:855 | Release
SCN048506,A,3,Process Routers for Assembly | Process Routers for Assembly | Design Review Documents | A | Scanned (Hardcopy) Item | Released |  | NO | 02/16/2019 06:28:22:840 | Release
SCN048506,B,2,Process Routers for Assembly | Process Routers for Assembly | Design Review Documents | B | Scanned (Hardcopy) Item | Released |  | NO | 02/16/2019 06:28:22:777 | Release
SCN048446,A,2,RDL-Alexa Miller & Joe Paulowski Brick Hypot_11-29-2016_Hipot Testing-PRC078339 | RDL-Alexa Miller & Joe Paulowski Brick Hypot_11-29-2016_Hipot Testing-PRC078339 | RDL Test Data | A | Scanned (Hardcopy) Item | Released |  | NO | 02/16/2019 06:28:20:918 | Release
SCN048434,A,1,RDL-Vessel Measurement_12-01-16_Jon-Michael Katt | RDL-Vessel Measurement_12-01-16_Jon-Michael Katt | RDL Test Data | A | Scanned (Hardcopy) Item | Released |  | NO | 02/16/2019 06:28:20:543 | Release
SCN048325,A,1,RDL-AML Jon-Michael Katt_11222016 | RDL-AML Jon-Michael Katt_11222016 | RDL Test Data | A | Scanned (Hardcopy) Item | Released |  | NO | 02/16/2019 06:28:17:793 | Release
SCN048318,A,2,Brick Process Control Plan- Device- DRAFT | Brick Process Control Plan- Device- DRAFT | None | A | Scanned (Hardcopy) Item | Released |  | NO | 02/16/2019 06:28:17:621 | Release
SCN048317,A,2,Brick Process Control Plan- Shaft- DRAFT | Brick Process Control Plan- Shaft- DRAFT | None | A | Scanned (Hardcopy) Item | Released |  | NO | 02/16/2019 06:28:17:590 | Release
SCN048316,A,2,Brick FGQA I-Sheet- DRAFT | Brick FGQA I-Sheet- DRAFT | None | A | Scanned (Hardcopy) Item | Released |  | NO | 02/16/2019 06:28:17:558 | Release
SCN048282,A,2,Source Selection Project Brick Sterilizer | Source Selection Project Brick Sterilizer | None | A | Scanned (Hardcopy) Item | Released |  | NO | 02/16/2019 06:28:16:387 | Release
SCN048231,B,2,RDL-RDL - Vessel Measurements 11-10-16_Mark Davison - PRC075987A | RDL-RDL - Vessel Measurements 11-10-16_Mark Davison - PRC075987A | RDL Test Data | B | Scanned (Hardcopy) Item | Released |  | NO | 02/16/2019 06:28:14:199 | Release
SCN048212,A,1,RDL-Vessel Measurements_11-09-16_Mark Davison-PRC077523 | RDL-Vessel Measurements_11-09-16_Mark Davison-PRC077523 | RDL Test Data | A | Scanned (Hardcopy) Item | Released |  | NO | 02/16/2019 06:28:13:418 | Release
SCN048212,B,2,RDL - Vessel Measurements 11-09-16_Mark Davison - PRC075987A | RDL - Vessel Measurements 11-09-16_Mark Davison - PRC075987A | RDL Test Data | B | Scanned (Hardcopy) Item | Released |  | NO | 02/16/2019 06:28:13:371 | Release
SCN048195,A,2,RDL-Brick PR001321_11-08-16-PRC075942 | RDL-Brick PR001321_11-08-16-PRC075942 | RDL Test Data | A | Scanned (Hardcopy) Item | Released |  | NO | 02/16/2019 06:28:12:496 | Release
SCN048152,A,2,Brick Package Design Verification Summary | Brick Package Design Verification Summary | None | A | Scanned (Hardcopy) Item | Released |  | NO | 02/16/2019 06:28:11:121 | Release
SCN048129,A,1,Brick Reclamation Assessment | Brick Reclamation Assessment | None | A | Scanned (Hardcopy) Item | Released |  | NO | 02/16/2019 06:28:10:386 | Release
SCN048078,A,2,Brick EP2 FAI Documentation | Brick EP2 FAI Documentation | None | A | Scanned (Hardcopy) Item | Released |  | NO | 02/16/2019 06:28:09:433 | Release
SCN048077,A,6,Brick EP1.5 FAI Documentation | Brick EP1.5 FAI Documentation | None | A | Scanned (Hardcopy) Item | Released |  | NO | 02/16/2019 06:28:09:418 | Release
SCN047983,A,2,RDL-Method 1.26 Test_Brick-PRC076682 | RDL-Method 1.26 Test_Brick-PRC076682 | RDL Test Data | A | Scanned (Hardcopy) Item | Released |  | NO | 02/16/2019 06:28:06:058 | Release
SCN047982,A,1,RDL-Method 1.22 Test _Brick-PRC076682 | RDL-Method 1.22 Test _Brick-PRC076682 | RDL Test Data | A | Scanned (Hardcopy) Item | Released |  | NO | 02/16/2019 06:28:06:027 | Release
SCN047980,A,2,RDL-Method 1.19Test _Brick-PRC076682 | RDL-Method 1.19Test _Brick-PRC076682 | RDL Test Data | A | Scanned (Hardcopy) Item | Released |  | NO | 02/16/2019 06:28:05:902 | Release
SCN047870,A,1,Project Brick Destruction memo for device imported for PRC073957 and PRC073959 | Project Brick Destruction memo for device imported for PRC073957 and PRC073959 | None | A | Scanned (Hardcopy) Item | Released |  | NO | 02/16/2019 06:28:02:105 | Release
SCN047839,A,3,RDL-Brick_Stuck Knife-Knife Mechanism Abuse Method 1.34-PRC077791 | RDL-Brick_Stuck Knife-Knife Mechanism Abuse Method 1.34-PRC077791 | RDL Test Data | A | Scanned (Hardcopy) Item | Released |  | NO | 02/16/2019 06:28:01:183 | Release
SCN047838,A,1,RDL-Brick_Push Out Test Method 1.15-PRC076882 | RDL-Brick_Push Out Test Method 1.15-PRC076882 | RDL Test Data | A | Scanned (Hardcopy) Item | Released |  | NO | 02/16/2019 06:28:01:136 | Release
SCN047826,A,2,RDL-FTF Knife_Test-PRC077523A | RDL-FTF Knife_Test-PRC077523A | RDL Test Data | A | Scanned (Hardcopy) Item | Released |  | NO | 02/16/2019 06:28:00:839 | Release
SCN047824,A,2,RDL-Brick_Stuck Knife-Knife Mechanism Abuse Method 1.34-PRC077523A | RDL-Brick_Stuck Knife-Knife Mechanism Abuse Method 1.34-PRC077523A | RDL Test Data | A | Scanned (Hardcopy) Item | Released |  | NO | 02/16/2019 06:28:00:777 | Release
SCN047808,A,3,RDL-Torque to Rotate-PRC077523 | RDL-Torque to Rotate-PRC077523 | RDL Test Data | A | Scanned (Hardcopy) Item | Released |  | NO | 02/16/2019 06:28:00:277 | Release
SCN047761,A,1,RDL-Method 1.26 Latch on Gown Test_Brick-PRC076682 | RDL-Method 1.26 Latch on Gown Test_Brick-PRC076682 | RDL Test Data | A | Scanned (Hardcopy) Item | Released |  | NO | 02/16/2019 06:27:58:699 | Release
SCN047633,A,1,RDL-Brick_Shroud Separation Force Method 1.28-PRC076882 | RDL-Brick_Shroud Separation Force Method 1.28-PRC076882 | RDL Test Data | A | Scanned (Hardcopy) Item | Released |  | NO | 02/16/2019 06:27:54:089 | Release
SCN047623,A,1,RDL-Mark Davison_Brick_Screen Captures Brick 9-28-2016 Thermal Test-PRC076882 | RDL-Mark Davison_Brick_Screen Captures Brick 9-28-2016 Thermal Test-PRC076882 | RDL Test Data | A | Scanned (Hardcopy) Item | Released |  | NO | 02/16/2019 06:27:53:964 | Release
SCN047598,A,2,RDL-Method 1.19 Test _Brick-PRC076882 | RDL-Method 1.19 Test _Brick-PRC076882 | RDL Test Data | A | Scanned (Hardcopy) Item | Released |  | NO | 02/16/2019 06:27:53:199 | Release
SCN047597,A,1,RDL-Method 1.22 Test _Brick-PRC076882 | RDL-Method 1.22 Test _Brick-PRC076882 | RDL Test Data | A | Scanned (Hardcopy) Item | Released |  | NO | 02/16/2019 06:27:53:152 | Release
SCN047563,A,2,RDL-Force to Activate Method 1.13-PRC076882 | RDL-Force to Activate Method 1.13-PRC076882 | RDL Test Data | A | Scanned (Hardcopy) Item | Released |  | NO | 02/16/2019 06:27:52:261 | Release
SCN047554,A,2,Brick Algorithm Memo for Marketing/Sales Discussion Points | Brick Algorithm Memo for Marketing/Sales Discussion Points | None | A | Scanned (Hardcopy) Item | Released |  | NO | 02/16/2019 06:27:51:996 | Release
SCN047552,A,1,RDL-Stefan Games_Brick Thermal Test | RDL-Stefan Games_Brick Thermal Test | RDL Test Data | A | Scanned (Hardcopy) Item | Released |  | NO | 02/16/2019 06:27:51:917 | Release
SCN047515,A,4,RDL-Test_Brick_FTC-PRC072615 | RDL-Test_Brick_FTC-PRC072615 | RDL Test Data | A | Scanned (Hardcopy) Item | Released |  | NO | 02/16/2019 06:27:50:667 | Release
SCN047514,A,2,RDL-Force to Activate-PRC072615 | RDL-Force to Activate-PRC072615 | RDL Test Data | A | Scanned (Hardcopy) Item | Released |  | NO | 02/16/2019 06:27:50:636 | Release
SCN046805,A,1,RDL-Force to Activate Energy Button-PRC072615 | RDL-Force to Activate Energy Button-PRC072615 | RDL Test Data | A | Scanned (Hardcopy) Item | Released |  | NO | 02/16/2019 06:27:27:949 | Release
SCN046470,A,1,Brick Stamped Jaws Metrology Data_Spurgeon_06_22_16-PRC074788 | Brick Stamped Jaws Metrology Data_Spurgeon_06_22_16-PRC074788 | RDL Test Data | A | Scanned (Hardcopy) Item | Released |  | NO | 02/16/2019 06:27:19:777 | Release
SCN046463,A,1,Source Selection Project Brick Jaws Test Pucks | Source Selection Project Brick Jaws Test Pucks | None | A | Scanned (Hardcopy) Item | Released |  | NO | 02/16/2019 06:27:19:527 | Release
SCN045672,A,4,Brick EP1 and 510k Build Component FAI reports | Brick EP1 and 510k Build Component FAI reports | None | A | Scanned (Hardcopy) Item | Released |  | NO | 02/16/2019 06:26:55:214 | Release
SCN045493,A,3,Brick DR II Close Out Packet | Brick DR II Close Out Packet | DR Close Out Packet | A | Scanned (Hardcopy) Item | Released |  | NO | 02/16/2019 06:26:50:464 | Release
SCN044892,A,1,RDL - Brick_FTF Knife-1602-0119_PRC074206 | RDL - Brick_FTF Knife-1602-0119_PRC074206 | None | A | Scanned (Hardcopy) Item | Released |  | NO | 02/16/2019 06:26:36:198 | Release
SCN044643,A,2,FEA-Empty Jaw with Floating Electrodes | FEA-Empty Jaw with Floating Electrodes | None | A | Scanned (Hardcopy) Item | Released |  | NO | 02/16/2019 06:26:31:886 | Release
SCN044570,B,2,Brick DR III BOM Sheet | Brick DR III BOM Sheet | None | B | Scanned (Hardcopy) Item | Released |  | NO | 02/16/2019 06:26:30:417 | Release
SCN044548,A,2,Brick Environmental Impact Assessment | Brick Environmental Impact Assessment | None | A | Scanned (Hardcopy) Item | Released |  | NO | 02/16/2019 06:26:29:948 | Release
SCN044548,B,2,Brick Environmental Impact Assessment | Brick Environmental Impact Assessment | None | B | Scanned (Hardcopy) Item | Released |  | NO | 02/16/2019 06:26:29:932 | Release
SCN044470,A,1,Source Selection Project Brick Closure Lever | Source Selection Project Brick Closure Lever | None | A | Scanned (Hardcopy) Item | Released |  | NO | 02/16/2019 06:26:29:167 | Release
SCN044470,B,2,Source Selection Project Brick Closure Lever | Source Selection Project Brick Closure Lever | None | B | Scanned (Hardcopy) Item | Released |  | NO | 02/16/2019 06:26:29:167 | Release
SCN044363,A,1,RDL - 1601-0064 Joint Dislocation - PRC073615 | RDL - 1601-0064 Joint Dislocation - PRC073615 | None | A | Scanned (Hardcopy) Item | Released |  | NO | 02/16/2019 06:26:26:823 | Release
SCN044309,A,1,Memo for NSLX120L's 510k Data Regarding GEN11 Software Version | Memo for NSLX120L's 510k Data Regarding GEN11 Software Version | None | A | Scanned (Hardcopy) Item | Released |  | NO | 02/16/2019 06:26:25:682 | Release
SCN044309,B,2,Memo for NSLX120L's 510k Data Regarding GEN11 Software Version | Memo for NSLX120L's 510k Data Regarding GEN11 Software Version | None | B | Scanned (Hardcopy) Item | Released |  | NO | 02/16/2019 06:26:25:667 | Release
SCN044145,A,1,RDL-Glue Bond_Upper Jaw-PRC073493 | RDL-Glue Bond_Upper Jaw-PRC073493 | None | A | Scanned (Hardcopy) Item | Released |  | NO | 02/16/2019 06:26:21:823 | Release
SCN044144,A,1,RDL-Glue Bond_Lower Jaw-PRC073493 | RDL-Glue Bond_Lower Jaw-PRC073493 | None | A | Scanned (Hardcopy) Item | Released |  | NO | 02/16/2019 06:26:21:807 | Release
SCN043786,A,1,Brick Jaw Overmold FEA | Brick Jaw Overmold FEA | None | A | Scanned (Hardcopy) Item | Released |  | NO | 02/16/2019 06:26:14:276 | Release
SCN043728,A,1,Brick package labeling | Brick package labeling | Design Review Documents | A | Scanned (Hardcopy) Item | Released |  | NO | 02/16/2019 06:26:13:464 | Release
SCN042829,A,2,Source Selection Project Brick Rods | Source Selection Project Brick Rods | None | A | Scanned (Hardcopy) Item | Released |  | NO | 02/16/2019 06:25:50:854 | Release
SCN042584,A,5,Brick Target Product Profile TPP3 | Brick Target Product Profile TPP3 | None | A | Scanned (Hardcopy) Item | Released |  | NO | 02/16/2019 06:25:45:729 | Release
SCN042565,A,2,Floyd Brick platform positioning EMEA usability summary | Floyd Brick platform positioning EMEA usability summary | None | A | Scanned (Hardcopy) Item | Released |  | NO | 02/16/2019 06:25:45:370 | Release
SCN042370,B,3,Project Brick Delta E Strategy | Project Brick Delta E Strategy | None | B | Scanned (Hardcopy) Item | Released |  | NO | 02/16/2019 06:25:41:635 | Release
SCN042370,A,2,Project Brick Delta E Strategy | Project Brick Delta E Strategy | None | A | Scanned (Hardcopy) Item | Released |  | NO | 02/16/2019 06:25:41:620 | Release
SCN042370,C,1,Project Brick Delta E Strategy | Project Brick Delta E Strategy | None | C | Scanned (Hardcopy) Item | Released |  | NO | 02/16/2019 06:25:41:620 | Release
SCN042229,B,2,Brick Analysis Evidence Strategy | Brick Analysis Evidence Strategy | None | B | Scanned (Hardcopy) Item | Released |  | NO | 02/16/2019 06:25:38:744 | Release
SCN042229,A,1,Brick Analysis Evidence Strategy | Brick Analysis Evidence Strategy | None | A | Scanned (Hardcopy) Item | Released |  | NO | 02/16/2019 06:25:38:729 | Release
SCN042229,C,1,Brick Analysis Evidence Strategy | Brick Analysis Evidence Strategy | None | C | Scanned (Hardcopy) Item | Released |  | NO | 02/16/2019 06:25:38:713 | Release
SCN042206,A,1,Source Selection-Project Brick-Clip, Link, & Washers | Source Selection-Project Brick-Clip, Link, & Washers | None | A | Scanned (Hardcopy) Item | Released |  | NO | 02/16/2019 06:25:38:276 | Release
SCN042205,A,1,Source Selection Project Brick Elastomer | Source Selection Project Brick Elastomer | None | A | Scanned (Hardcopy) Item | Released |  | NO | 02/16/2019 06:25:38:244 | Release
SCN042203,A,1,Source Selection-Project Brick- Overmolded Electrodes | Source Selection-Project Brick- Overmolded Electrodes | None | A | Scanned (Hardcopy) Item | Released |  | NO | 02/16/2019 06:25:38:213 | Release
SCN042170,A,1,Project Brick Source Selection Plastic Components | Project Brick Source Selection Plastic Components | None | A | Scanned (Hardcopy) Item | Released |  | NO | 02/16/2019 06:25:37:338 | Release
SCN041876,A,3,Brick Formative Usability Chicago summary | Brick Formative Usability Chicago summary | None | A | Scanned (Hardcopy) Item | Released |  | NO | 02/16/2019 06:25:28:557 | Release
SCN041873,A,1,Brick Vectra Collar Report | Brick Vectra Collar Report | None | A | Scanned (Hardcopy) Item | Released |  | NO | 02/16/2019 06:25:28:479 | Release
SCN041596,A,1,Brick DRI Close-out Packet | Brick DRI Close-out Packet | None | A | Scanned (Hardcopy) Item | Released |  | NO | 02/16/2019 06:25:21:432 | Release
SCN041596,B,3,Brick DRI Close-out Packet | Brick DRI Close-out Packet | None | B | Scanned (Hardcopy) Item | Released |  | NO | 02/16/2019 06:25:21:416 | Release
SCN041596,C,2,Brick DRI Close-out Packet | Brick DRI Close-out Packet | None | C | Scanned (Hardcopy) Item | Released |  | NO | 02/16/2019 06:25:21:401 | Release
SCN041504,A,1,Brick Floyd IU formative usability | Brick Floyd IU formative usability | None | A | Scanned (Hardcopy) Item | Released |  | NO | 02/16/2019 06:25:18:354 | Release
SCN040473,A,1,Brick GEGS Strategy | Brick GEGS Strategy | None | A | Scanned (Hardcopy) Item | Released |  | NO | 02/16/2019 06:24:55:041 | Release
SCN040473,B,8,Brick GEGS Strategy | Brick GEGS Strategy | None | B | Scanned (Hardcopy) Item | Released |  | NO | 02/16/2019 06:24:55:041 | Release
SCN040322,B,2,Brick Product Code Request | Brick Product Code Request | None | B | Scanned (Hardcopy) Item | Released |  | NO | 02/16/2019 06:24:52:416 | Release
SCN040322,D,2,Brick Product Code Request | Brick Product Code Request | None | D | Scanned (Hardcopy) Item | Released |  | NO | 02/16/2019 06:24:52:400 | Release
SCN040285,A,2,Brick - Predictive Design Strategy | Brick - Predictive Design Strategy | None | A | Scanned (Hardcopy) Item | Released |  | NO | 02/16/2019 06:24:51:619 | Release
SCN040285,D,1,Brick - Predictive Design Strategy | Brick - Predictive Design Strategy | None | D | Scanned (Hardcopy) Item | Released |  | NO | 02/16/2019 06:24:51:604 | Release
SCN040285,B,3,Brick - Predictive Design Strategy | Brick - Predictive Design Strategy | None | B | Scanned (Hardcopy) Item | Released |  | NO | 02/16/2019 06:24:51:588 | Release
SCN040285,C,2,Brick - Predictive Design Strategy | Brick - Predictive Design Strategy | None | C | Scanned (Hardcopy) Item | Released |  | NO | 02/16/2019 06:24:51:588 | Release
SCN040285,E,1,Brick - Predictive Design Strategy | Brick - Predictive Design Strategy | None | E | Scanned (Hardcopy) Item | Released |  | NO | 02/16/2019 06:24:51:541 | Release
SCN040249,A,2,Brick Supplier Selection Strategy | Brick Supplier Selection Strategy | Design Review Documents | A | Scanned (Hardcopy) Item | Released |  | NO | 02/16/2019 06:24:50:682 | Release
SCN040249,C,1,Brick Supplier Selection Strategy | Brick Supplier Selection Strategy | Design Review Documents | C | Scanned (Hardcopy) Item | Released |  | NO | 02/16/2019 06:24:50:682 | Release
SCN040249,B,2,Brick Supplier Selection Strategy | Brick Supplier Selection Strategy | Design Review Documents | B | Scanned (Hardcopy) Item | Released |  | NO | 02/16/2019 06:24:50:666 | Release
SCN040249,D,2,Brick Supplier Selection Strategy | Brick Supplier Selection Strategy | Design Review Documents | D | Scanned (Hardcopy) Item | Released |  | NO | 02/16/2019 06:24:50:666 | Release
SCN040068,A,5,Brick Collaborative Label Development Form | Brick Collaborative Label Development Form | Design Review Documents | A | Scanned (Hardcopy) Item | Released |  | NO | 02/16/2019 06:24:47:353 | Release
SCN040068,C,3,Brick Collaborative Label Development Form | Brick Collaborative Label Development Form | Design Review Documents | C | Scanned (Hardcopy) Item | Released |  | NO | 02/16/2019 06:24:47:353 | Release
SCN040068,B,3,Brick Collaborative Label Development Form | Brick Collaborative Label Development Form | Design Review Documents | B | Scanned (Hardcopy) Item | Released |  | NO | 02/16/2019 06:24:47:338 | Release
SCN040068,D,1,Brick Collaborative Label Development Form | Brick Collaborative Label Development Form | Design Review Documents | D | Scanned (Hardcopy) Item | Released |  | NO | 02/16/2019 06:24:47:291 | Release
SCN039432,B,1,Brick - RTU Status | Brick - RTU Status | None | B | Scanned (Hardcopy) Item | Released |  | NO | 02/16/2019 06:24:35:822 | Release
SCN039432,A,1,Brick - RTU Status | Brick - RTU Status | None | A | Scanned (Hardcopy) Item | Released |  | NO | 02/16/2019 06:24:35:806 | Release
SCN039432,C,1,Brick - RTU Status | Brick - RTU Status | None | C | Scanned (Hardcopy) Item | Released |  | NO | 02/16/2019 06:24:35:806 | Release
SCN039432,D,1,Brick - RTU Status | Brick - RTU Status | None | D | Scanned (Hardcopy) Item | Released |  | NO | 02/16/2019 06:24:35:791 | Release
SCN039296,B,2,Brick Product Level Requirement Rationale | Brick Product Level Requirement Rationale | None | B | Scanned (Hardcopy) Item | Released |  | NO | 02/16/2019 06:24:32:041 | Release
SCN039093,A,3,Brick Concept Preference Test Report | Brick Concept Preference Test Report | None | A | Scanned (Hardcopy) Item | Released |  | NO | 02/16/2019 06:24:28:135 | Release
SCN038972,A,1,Brick Rationale for Number of Cycles | Brick Rationale for Number of Cycles | None | A | Scanned (Hardcopy) Item | Released |  | NO | 02/16/2019 06:24:25:556 | Release
SCN038789,A,1,Brick - Excel Load Curve Configurator | Brick - Excel Load Curve Configurator | None | A | Scanned (Hardcopy) Item | Released |  | NO | 02/16/2019 06:24:23:166 | Release
SCN038091,A,1,Brick - 17-4PH MIM Damage Model | Brick - 17-4PH MIM Damage Model | None | A | Scanned (Hardcopy) Item | Released |  | NO | 02/16/2019 06:24:11:712 | Release
SCN037952,A,2,Brick Blue and Yellow Jaw FEA | Brick Blue and Yellow Jaw FEA | None | A | Scanned (Hardcopy) Item | Released |  | NO | 02/16/2019 06:24:10:041 | Release
SCN037938,A,1,Brick - Yellow Y2 - FEA to Capture System Compliance | Brick - Yellow Y2 - FEA to Capture System Compliance | None | A | Scanned (Hardcopy) Item | Released |  | NO | 02/16/2019 06:24:09:775 | Release
SCN037910,A,1,Brick CAPT usability summary | Brick CAPT usability summary | None | A | Scanned (Hardcopy) Item | Released |  | NO | 02/16/2019 06:24:08:806 | Release
SCN037897,A,1,Brick Quantitative Marketing Concept Testing With Surgeons- US, October 2013 | Brick Quantitative Marketing Concept Testing With Surgeons- US, October 2013 | None | A | Scanned (Hardcopy) Item | Released |  | NO | 02/16/2019 06:24:08:681 | Release
SCN037887,A,1,BRICK Yellow System Description | BRICK Yellow System Description | None | A | Scanned (Hardcopy) Item | Released |  | NO | 02/16/2019 06:24:08:556 | Release
SCN037886,A,2,BRICK Feathering Mode Algorithm Description | BRICK Feathering Mode Algorithm Description | None | A | Scanned (Hardcopy) Item | Released |  | NO | 02/16/2019 06:24:08:525 | Release
SCN037885,A,2,BRICK Simultaneous Algorithm Description | BRICK Simultaneous Algorithm Description | None | A | Scanned (Hardcopy) Item | Released |  | NO | 02/16/2019 06:24:08:478 | Release
SCN037884,A,2,SuperBRICK2A Algorithm Description | SuperBRICK2A Algorithm Description | None | A | Scanned (Hardcopy) Item | Released |  | NO | 02/16/2019 06:24:08:447 | Release
SCN037883,A,1,Brick-Qualitative Marketing Concept Exploration-EMEA, July-August 2013 | Brick-Qualitative Marketing Concept Exploration-EMEA, July-August 2013 | None | A | Scanned (Hardcopy) Item | Released |  | NO | 02/16/2019 06:24:08:416 | Release
SCN037882,A,1,Brick Qualitative Marketing Concept Exploration-US, July 2013 | Brick Qualitative Marketing Concept Exploration-US, July 2013 | None | A | Scanned (Hardcopy) Item | Released |  | NO | 02/16/2019 06:24:08:384 | Release
SCN037853,A,2,50% Glass Filled Grivory Thermal Data | 50% Glass Filled Grivory Thermal Data | None | A | Scanned (Hardcopy) Item | Released |  | NO | 02/16/2019 06:24:08:181 | Release
SCN037850,A,1,PTC - Tensile and Thermal Data | PTC - Tensile and Thermal Data | None | A | Scanned (Hardcopy) Item | Released |  | NO | 02/16/2019 06:24:08:150 | Release
SCN037838,A,1,Brick Yellow (Y2) - Thermal Analysis | Brick Yellow (Y2) - Thermal Analysis | None | A | Scanned (Hardcopy) Item | Released |  | NO | 02/16/2019 06:24:07:931 | Release
SCN037783,A,1,BRICK Internal Surgeon VOC on Visualization & Access | BRICK Internal Surgeon VOC on Visualization & Access | None | A | Scanned (Hardcopy) Item | Released |  | NO | 02/16/2019 06:24:06:556 | Release
SCN037737,A,3,Brick Y2 Gearbox Analysis & Material Selection | Brick Y2 Gearbox Analysis & Material Selection | None | A | Scanned (Hardcopy) Item | Released |  | NO | 02/16/2019 06:24:05:384 | Release
SCN037704,A,1,Project Brick Gearbox Specifications(36V)-Johnson Medtech | Project Brick Gearbox Specifications(36V)-Johnson Medtech | None | A | Scanned (Hardcopy) Item | Released |  | NO | 02/16/2019 06:24:04:525 | Release
SCN037697,A,1,Brick_Y2 Spring Transfer Functions | Brick_Y2 Spring Transfer Functions | None | A | Scanned (Hardcopy) Item | Released |  | NO | 02/16/2019 06:24:04:447 | Release
SCN035745,B,2,BRICK Y1 / Y2 device system setup | BRICK Y1 / Y2 device system setup | None | B | Scanned (Hardcopy) Item | Released |  | NO | 02/16/2019 06:23:34:103 | Release
SCN035744,A,2,BRICK Y2 calibration and software load | BRICK Y2 calibration and software load | None | A | Scanned (Hardcopy) Item | Released |  | NO | 02/16/2019 06:23:34:072 | Release
SCN035744,B,3,BRICK Y2 calibration and software load | BRICK Y2 calibration and software load | None | B | Scanned (Hardcopy) Item | Released |  | NO | 02/16/2019 06:23:34:056 | Release
SCN035672,A,1,Brick_Reusable Handle Brainstorm Summary | Brick_Reusable Handle Brainstorm Summary | None | A | Scanned (Hardcopy) Item | Released |  | NO | 02/16/2019 06:23:32:228 | Release
SCN035668,A,2,Brick_Y2 Closure System Transfer Function | Brick_Y2 Closure System Transfer Function | None | A | Scanned (Hardcopy) Item | Released |  | NO | 02/16/2019 06:23:32:118 | Release
SCN032951,A,4,Project Brick vs LigaSure Impact Comparison - Add-on to ENSEAL G2 Super Jaw CP0150 Validation, US, June 20 | Project Brick vs LigaSure Impact Comparison - Add-on to ENSEAL G2 Super Jaw CP0150 Validation, US, June 2013 | None | A | Scanned (Hardcopy) Item | Released |  | NO | 02/16/2019 06:22:33:634 | Release
SCN032950,A,2,Project Brick Quantitative Force to Close & Jaw Design Research, US, ASCRS and ACOG, April-May 2013 | Project Brick Quantitative Force to Close & Jaw Design Research, US, ASCRS and ACOG, April-May 2013 | None | A | Scanned (Hardcopy) Item | Released |  | NO | 02/16/2019 06:22:33:602 | Release
SCN032948,A,1,Project Brick Product Concept Exploration Qualitative Research with Simulator, US, March 2013 | Project Brick Product Concept Exploration Qualitative Research with Simulator, US, March 2013 | None | A | Scanned (Hardcopy) Item | Released |  | NO | 02/16/2019 06:22:33:555 | Release
SCN032927,B,1,GEN11 and DVIP Data Collection Procedure | GEN11 and DVIP Data Collection Procedure | None | B | Scanned (Hardcopy) Item | Released |  | NO | 02/16/2019 06:22:33:134 | Release
SCN032927,C,1,GEN11 and DVIP Data Collection Procedure | GEN11 and DVIP Data Collection Procedure | None | C | Scanned (Hardcopy) Item | Released |  | NO | 02/16/2019 06:22:33:134 | Release
SCN032792,B,2,Brick Voice of Customer (VOC) Summary | Brick Voice of Customer (VOC) Summary | None | B | Scanned (Hardcopy) Item | Released |  | NO | 02/16/2019 06:22:29:352 | Release
SCN032791,C,2,Brick Product Concept Selection Overview | Brick Product Concept Selection Overview | None | C | Scanned (Hardcopy) Item | Released |  | NO | 02/16/2019 06:22:29:321 | Release
SCN032791,A,3,Brick Product Concept Selection Overview | Brick Product Concept Selection Overview | None | A | Scanned (Hardcopy) Item | Released |  | NO | 02/16/2019 06:22:29:305 | Release
SCN032791,D,3,Brick Product Concept Selection Overview | Brick Product Concept Selection Overview | None | D | Scanned (Hardcopy) Item | Released |  | NO | 02/16/2019 06:22:29:259 | Release
SCN032790,B,3,Brick Project Schedule | Brick Project Schedule | None | B | Scanned (Hardcopy) Item | Released |  | NO | 02/16/2019 06:22:29:227 | Release
SCN032790,A,2,Brick Project Schedule | Brick Project Schedule | None | A | Scanned (Hardcopy) Item | Released |  | NO | 02/16/2019 06:22:29:212 | Release
SCN032790,C,3,Brick Project Schedule | Brick Project Schedule | None | C | Scanned (Hardcopy) Item | Released |  | NO | 02/16/2019 06:22:29:212 | Release
SCN032790,D,2,Brick Project Schedule | Brick Project Schedule | None | D | Scanned (Hardcopy) Item | Released |  | NO | 02/16/2019 06:22:29:196 | Release
SCN032455,B,1,Brick Design Validation Strategy | Brick Design Validation Strategy | None | B | Scanned (Hardcopy) Item | Released |  | NO | 02/16/2019 06:22:22:680 | Release
SCN032455,D,1,Brick Design Validation Strategy | Brick Design Validation Strategy | None | D | Scanned (Hardcopy) Item | Released |  | NO | 02/16/2019 06:22:22:649 | Release
SCN032455,E,1,Brick Design Validation Strategy | Brick Design Validation Strategy | None | E | Scanned (Hardcopy) Item | Released |  | NO | 02/16/2019 06:22:22:649 | Release
SCN032075,B,2,Project Brick Preliminary Safety and Ergonomic Review | Project Brick Preliminary Safety and Ergonomic Review | None | B | Scanned (Hardcopy) Item | Released |  | NO | 02/16/2019 06:22:15:321 | Release
SCN032075,C,5,Project Brick Preliminary Safety and Ergonomic Review | Project Brick Preliminary Safety and Ergonomic Review | None | C | Scanned (Hardcopy) Item | Released |  | NO | 02/16/2019 06:22:15:305 | Release
SCN032027,A,2,Project Brick - Product Standards Requirements 1989 | Project Brick - Product Standards Requirements 1989 | None | A | Scanned (Hardcopy) Item | Released |  | NO | 02/16/2019 06:22:13:930 | Release
SCN032027,B,1,Project Brick - Product Standards Requirements 1989 | Project Brick - Product Standards Requirements 1989 | None | B | Scanned (Hardcopy) Item | Released |  | NO | 02/16/2019 06:22:13:930 | Release
SCN032027,E,1,Project Brick - Product Standards Requirements 1989 | Project Brick - Product Standards Requirements 1989 | None | E | Scanned (Hardcopy) Item | Released |  | NO | 02/16/2019 06:22:13:915 | Release
SCN032027,C,2,Project Brick - Product Standards Requirements 1989 | Project Brick - Product Standards Requirements 1989 | None | C | Scanned (Hardcopy) Item | Released |  | NO | 02/16/2019 06:22:13:899 | Release
SCN032027,D,1,Project Brick - Product Standards Requirements 1989 | Project Brick - Product Standards Requirements 1989 | None | D | Scanned (Hardcopy) Item | Released |  | NO | 02/16/2019 06:22:13:899 | Release
SCN032027,F,2,Project Brick - Product Standards Requirements 1989 | Project Brick - Product Standards Requirements 1989 | None | F | Scanned (Hardcopy) Item | Released |  | NO | 02/16/2019 06:22:13:883 | Release
SCN032021,D,2,Brick Literature Search | Brick Literature Search | None | D | Scanned (Hardcopy) Item | Released |  | NO | 02/16/2019 06:22:13:712 | Release
SCN032021,A,1,Brick Literature Search | Brick Literature Search | None | A | Scanned (Hardcopy) Item | Released |  | NO | 02/16/2019 06:22:13:696 | Release
SCN032021,B,1,Brick Literature Search | Brick Literature Search | None | B | Scanned (Hardcopy) Item | Released |  | NO | 02/16/2019 06:22:13:696 | Release
SCN032021,E,3,Brick Literature Search | Brick Literature Search | None | E | Scanned (Hardcopy) Item | Released |  | NO | 02/16/2019 06:22:13:665 | Release
SCN031976,B,1,Project Brick - Identification of Applicable Standards | Project Brick - Identification of Applicable Standards | None | B | Scanned (Hardcopy) Item | Released |  | NO | 02/16/2019 06:22:12:352 | Release
SCN031976,C,2,Project Brick - Identification of Applicable Standards | Project Brick - Identification of Applicable Standards | None | C | Scanned (Hardcopy) Item | Released |  | NO | 02/16/2019 06:22:12:336 | Release
SCN031976,D,3,Project Brick - Identification of Applicable Standards | Project Brick - Identification of Applicable Standards | None | D | Scanned (Hardcopy) Item | Released |  | NO | 02/16/2019 06:22:12:336 | Release
SCN031976,E,3,Project Brick - Identification of Applicable Standards | Project Brick - Identification of Applicable Standards | None | E | Scanned (Hardcopy) Item | Released |  | NO | 02/16/2019 06:22:12:321 | Release
SCN031814,A,2,Brick Labeling Strategy Rev A | Brick Labeling Strategy Rev A | None | A | Scanned (Hardcopy) Item | Released |  | NO | 02/16/2019 06:22:08:821 | Release
SCN031324,A,1,Project Brick Package Design Strategy | Project Brick Package Design Strategy | None | A | Scanned (Hardcopy) Item | Released |  | NO | 02/16/2019 06:21:58:914 | Release
SCN031324,B,3,Project Brick Package Design Strategy | Project Brick Package Design Strategy | None | B | Scanned (Hardcopy) Item | Released |  | NO | 02/16/2019 06:21:58:899 | Release
SCN031324,D,2,Project Brick Package Design Strategy | Project Brick Package Design Strategy | None | D | Scanned (Hardcopy) Item | Released |  | NO | 02/16/2019 06:21:58:899 | Release
SCN031324,C,6,Project Brick Package Design Strategy | Project Brick Package Design Strategy | None | C | Scanned (Hardcopy) Item | Released |  | NO | 02/16/2019 06:21:58:883 | Release
SCN031324,E,2,Project Brick Package Design Strategy | Project Brick Package Design Strategy | None | E | Scanned (Hardcopy) Item | Released |  | NO | 02/16/2019 06:21:58:883 | Release
SCN031254,B,2,Brick Usability Design Summary | Brick Usability Design Summary | None | B | Scanned (Hardcopy) Item | Released |  | NO | 02/16/2019 06:21:57:696 | Release
SCN031254,E,1,Brick Usability Design Summary | Brick Usability Design Summary | None | E | Scanned (Hardcopy) Item | Released |  | NO | 02/16/2019 06:21:57:680 | Release
SCN031254,C,1,Brick Usability Design Summary | Brick Usability Design Summary | None | C | Scanned (Hardcopy) Item | Released |  | NO | 02/16/2019 06:21:57:664 | Release
SCN031254,D,2,Brick Usability Design Summary | Brick Usability Design Summary | None | D | Scanned (Hardcopy) Item | Released |  | NO | 02/16/2019 06:21:57:664 | Release
SCN031254,F,1,Brick Usability Design Summary | Brick Usability Design Summary | None | F | Scanned (Hardcopy) Item | Released |  | NO | 02/16/2019 06:21:57:602 | Release
SCN029970,A,1,Brick Prototype 3B Design History Summary | Brick Prototype 3B Design History Summary | None | A | Scanned (Hardcopy) Item | Released |  | NO | 02/16/2019 06:21:31:524 | Release
SCN029869,A,2,Brick 1A.3 Wetlab Evaluation | Brick 1A.3 Wetlab Evaluation | None | A | Scanned (Hardcopy) Item | Released |  | NO | 02/16/2019 06:21:28:930 | Release
RA000584,A,1,ECR0001393 | ECR0001393 | Regulatory Determination Form (US) | A | Generic Regulatory Doc. | Released |  | NO | 02/16/2019 06:11:08:253 | Release
RA000511,A,1,Increase Brick production capacity (ECR0001235) | Increase Brick production capacity (ECR0001235) | Regulatory Determination Form (OUS) | A | Generic Regulatory Doc. | Released |  | NO | 02/16/2019 06:11:05:659 | Release
RA000510,A,2,Increase Brick production capacity (ECR0001235) | Increase Brick production capacity (ECR0001235) | Regulatory Determination Form (US) | A | Generic Regulatory Doc. | Released |  | NO | 02/16/2019 06:11:05:628 | Release
RA000482,A,1,ECR0001316, Brick | ECR0001316, Brick | Regulatory Determination Form (OUS) | A | Generic Regulatory Doc. | Released |  | NO | 02/16/2019 06:11:04:721 | Release
RA000481,A,2,ECR0001316, Brick | ECR0001316, Brick | Regulatory Determination Form (US) | A | Generic Regulatory Doc. | Released |  | NO | 02/16/2019 06:11:04:471 | Release
RA000346,A,1,Adding a warning statement to the IFU (ECR0001244) | Adding a warning statement to the IFU (ECR0001244) | Regulatory Determination Form (OUS) | A | Generic Regulatory Doc. | Released |  | NO | 02/16/2019 06:10:59:971 | Release
RA000346,B,2,Adding a warning statement to the IFU (ECR0001244) | Adding a warning statement to the IFU (ECR0001244) | Regulatory Determination Form (OUS) | B | Generic Regulatory Doc. | Released |  | NO | 02/16/2019 06:10:59:956 | Release
RA000345,A,1,Adding a warning statement to the IFU (ECR0001244) | Adding a warning statement to the IFU (ECR0001244) | Regulatory Determination Form (US) | A | Generic Regulatory Doc. | Released |  | NO | 02/16/2019 06:10:59:909 | Release
RA000345,B,2,Adding a warning statement to the IFU (ECR0001244) | Adding a warning statement to the IFU (ECR0001244) | Regulatory Determination Form (US) | B | Generic Regulatory Doc. | Released |  | NO | 02/16/2019 06:10:59:893 | Release
RA000342,A,1,New equipment installation (ECR0001230) | New equipment installation (ECR0001230) | Regulatory Determination Form (OUS) | A | Generic Regulatory Doc. | Released |  | NO | 02/16/2019 06:10:59:846 | Release
RA000341,A,1,New equipment installation (ECR0001230) | New equipment installation (ECR0001230) | Regulatory Determination Form (US) | A | Generic Regulatory Doc. | Released |  | NO | 02/16/2019 06:10:59:815 | Release
RA000321,A,2,Manufacturing equipment change (ECR0001225) | Manufacturing equipment change (ECR0001225) | Regulatory Determination Form (OUS) | A | Generic Regulatory Doc. | Released |  | NO | 02/16/2019 06:10:59:299 | Release
DOC020932,E,7,BRICK Product Stability Study Strategy | BRICK Product Stability Study Strategy | Product Stability Study Strategy form | E | EPI Generic Document | Released |  | NO | 02/16/2019 06:04:54:218 | Release
DOC020932,F,1,BRICK Product Stability Study Strategy | BRICK Product Stability Study Strategy | Product Stability Study Strategy form | F | EPI Generic Document | Released |  | NO | 02/16/2019 06:04:54:218 | Release
DOC020932,A,2,BRICK Product Stability Study Strategy | BRICK Product Stability Study Strategy | Product Stability Study Strategy form | A | EPI Generic Document | Released |  | NO | 02/16/2019 06:04:54:203 | Release
DOC020932,B,3,BRICK Product Stability Study Strategy | BRICK Product Stability Study Strategy | Product Stability Study Strategy form | B | EPI Generic Document | Released |  | NO | 02/16/2019 06:04:54:187 | Release
DOC020932,D,2,BRICK Product Stability Study Strategy | BRICK Product Stability Study Strategy | Product Stability Study Strategy form | D | EPI Generic Document | Released |  | NO | 02/16/2019 06:04:54:187 | Release
DOC020932,C,3,BRICK Product Stability Study Strategy | BRICK Product Stability Study Strategy | Product Stability Study Strategy form | C | EPI Generic Document | Released |  | NO | 02/16/2019 06:04:54:171 | Release
DOC020932,G,2,BRICK Product Stability Study Strategy | BRICK Product Stability Study Strategy | Product Stability Study Strategy form | G | EPI Generic Document | Released |  | NO | 02/16/2019 06:04:54:156 | Release
PRC086779,B,3,Brick Device Build, Five Year Shelf Life, ECR0001208 | Brick Device Build, Five Year Shelf Life, ECR0001208 | None | B | Engineering Study | Released |  | NO | 02/14/2019 15:13:13:027 | Release
PRC086779,A,2,Brick Device Build, Five Year Shelf Life, ECR0001208 | Brick Device Build, Five Year Shelf Life, ECR0001208 | None | A | Engineering Study | Released |  | NO | 02/14/2019 15:13:12:152 | Release
PRC086650,A,1,E17117 Jaw Glue Application Process Characterization for ECR0000945 | E17117 Jaw Glue Application Process Characterization for ECR0000945 | None | A | Engineering Study | Released |  | NO | 02/12/2019 11:32:39:182 | Release
DOC021165,K,4,Product Stewardship_RoHS_Assessment_TF-22 | Product Stewardship_RoHS_Assessment_TF-22 | None | K | EPI Generic Document | Released |  | NO | 02/01/2019 13:27:22:580 | Release
DOC021165,H,3,Product Stewardship_RoHS_Assessment_TF-22 | Product Stewardship_RoHS_Assessment_TF-22 | None | H | EPI Generic Document | Released |  | NO | 02/01/2019 13:27:18:002 | Release
DOC021165,J,4,Product Stewardship_RoHS_Assessment_TF-22 | Product Stewardship_RoHS_Assessment_TF-22 | None | J | EPI Generic Document | Released |  | NO | 02/01/2019 13:27:17:612 | Release
PRC075363,B,7,Brick Production-Jaw Gap Gage R&R Study | Brick Production-Jaw Gap Gage R&R Study | None | B | Engineering Study | Released |  | NO | 02/01/2019 10:09:38:455 | Release
PRC075363,A,7,Brick Production-Jaw Gap Gage R&R Study | Brick Production-Jaw Gap Gage R&R Study | None | A | Engineering Study | Released |  | NO | 02/01/2019 10:09:37:018 | Release
PRC088368,A,2,Brick Double Seal Reliability Testing Completion Report | Brick Double Seal Reliability Testing Completion Report | None | A | Completion Report | Released |  | NO | 01/24/2019 10:24:12:727 | Release
PRC085389,B,4,ECR945 EB3 Bump CT Scan-Group 3 | ECR945 EB3 Bump CT Scan-Group 3 | None | B | Engineering Study | Released |  | NO | 01/22/2019 17:31:27:366 | Release
PRC085389,A,2,ECR945 EB3 Bump CT Scan-Group 3 | ECR945 EB3 Bump CT Scan-Group 3 | None | A | Engineering Study | Released |  | NO | 01/22/2019 17:31:26:600 | Release
PRC087556,B,6,Device Build for CAPA-004933 | Device Build for CAPA-004933 | None | B | Engineering Study | Released |  | NO | 01/22/2019 10:00:15:996 | Release
PRC087556,A,4,Device Build for CAPA-004933 | Device Build for CAPA-004933 | None | A | Engineering Study | Released |  | NO | 01/22/2019 10:00:14:605 | Release
PRC088160,A,5,NSLX120L Cable Reclamation PQ - DC002990 | NSLX120L Cable Reclamation PQ - DC002990 | Protocol Performance Qualification | A | Protocol | Released |  | NO | 01/17/2019 17:28:37:758 | Release
SCN058275,A,1,Load ID 27554 S17-514J P94734,P94762,P9495C,P9499T | Load ID 27554 S17-514J P94734,P94762,P9495C,P9499T | Sterilization Documentation | A | Scanned (Hardcopy) Item | Released |  | NO | 01/16/2019 16:56:31:350 | Release
SCN058274,A,2,Load ID 27576 S17-520J P94A46,P94971,P94A5K,P9457U | Load ID 27576 S17-520J P94A46,P94971,P94A5K,P9457U | Sterilization Documentation | A | Scanned (Hardcopy) Item | Released |  | NO | 01/16/2019 16:54:01:567 | Release
SCN058273,A,1,Load 28797 S18-187J R9311R,R93155,R93156,R92Z59 | Load 28797 S18-187J R9311R,R93155,R93156,R92Z59 | Sterilization Documentation | A | Scanned (Hardcopy) Item | Released |  | NO | 01/16/2019 16:47:57:752 | Release
SCN058268,A,1,Load 28804 S18-189J R9312T,R9301P,R9305L,R93207 | Load 28804 S18-189J R9312T,R9301P,R9305L,R93207 | Sterilization Documentation | A | Scanned (Hardcopy) Item | Released |  | NO | 01/15/2019 17:24:17:609 | Release
PRC088246,A,7,Brick Cable Reclamation Training Build | Brick Cable Reclamation Training Build | None | A | Engineering Study | Released |  | NO | 01/14/2019 18:19:43:848 | Release
PRC085088,A,3,Insulator Spacer Compression TM and GR&R | Insulator Spacer Compression TM and GR&R | None | A | Engineering Study | Released |  | NO | 01/10/2019 14:59:53:728 | Release
PRC085590,A,3,ECR945 Cycling Lab EB3.1 Devices | ECR945 Cycling Lab EB3.1 Devices | None | A | Engineering Study | Released |  | NO | 01/10/2019 14:55:59:213 | Release
PSB004756,A,2,2018- Brick Service Studies | 2018- Brick Service Studies | Service Study | A | Preclinical Study Binder | Released |  | NO | 01/10/2019 11:32:18:004 | Release
PRC087086,A,3,Brick Insulator Spacer Force Requirement | Brick Insulator Spacer Force Requirement | None | A | Engineering Study | Released |  | NO | 01/03/2019 12:19:18:433 | Release
PRC084172,A,2,Minimum Distance Bump to Electrode GR&R | Minimum Distance Bump to Electrode GR&R | None | A | Engineering Study | Released |  | NO | 01/03/2019 12:03:30:728 | Release
PRC087559,A,4,G2 ART Reliability Testing for CAPA-004933 | G2 ART Reliability Testing for CAPA-004933 | Protocol - Other | A | Protocol | Released |  | NO | 12/17/2018 16:33:11:237 | Release
PRC088367,A,3,Brick Double Seal Reliability Testing | Brick Double Seal Reliability Testing | Protocol - Other | A | Protocol | Released |  | NO | 12/11/2018 10:00:04:656 | Release
SCN058695,A,1,Load 28476 S18-096J R92F4E,R92G5X,R92H6Y,R92H8W | Load 28476 S18-096J R92F4E,R92G5X,R92H6Y,R92H8W | Sterilization Documentation | A | Scanned (Hardcopy) Item | Released |  | NO | 12/06/2018 13:39:42:982 | Release
SCN058694,A,1,Load 28465 S18-108J R92L00,R92K0Y,R92K5Y,R92L0X | Load 28465 S18-108J R92L00,R92K0Y,R92K5Y,R92L0X | Sterilization Documentation | A | Scanned (Hardcopy) Item | Released |  | NO | 12/06/2018 13:36:46:028 | Release
SCN058688,A,1,Load 28506 S18-114J R92M1W,R92M1J,R92J12 | Load 28506 S18-114J R92M1W,R92M1J,R92J12 | Sterilization Documentation | A | Scanned (Hardcopy) Item | Released |  | NO | 12/06/2018 13:19:20:636 | Release
SCN058686,A,1,Load 28515 S18-116J,R92M15,R92M16,R92M3X,R92K66 | Load 28515 S18-116J,R92M15,R92M16,R92M3X,R92K66 | Sterilization Documentation | A | Scanned (Hardcopy) Item | Released |  | NO | 12/06/2018 13:15:32:198 | Release
SCN058740,A,1,Load 28462 S18-106J R92J21,R92J5L,R92K65,R92K4Z | Load 28462 S18-106J R92J21,R92J5L,R92K65,R92K4Z | Sterilization Documentation | A | Scanned (Hardcopy) Item | Released |  | NO | 12/06/2018 13:10:36:557 | Release
SCN058755,A,1,Load 28604 S18-139J R92R95,R92T3L,R92T3Z,R92T6N | Load 28604 S18-139J R92R95,R92T3L,R92T3Z,R92T6N | Sterilization Documentation | A | Scanned (Hardcopy) Item | Released |  | NO | 12/06/2018 13:04:02:759 | Release
SCN058747,A,1,Load 28488 S18-112J R92L6D,R92L8K,R92L3V | Load 28488 S18-112J R92L6D,R92L8K,R92L3V | Sterilization Documentation | A | Scanned (Hardcopy) Item | Released |  | NO | 12/06/2018 12:46:15:194 | Release
SCN058744,A,1,Load 28480 S18-110J R92K9Z,R92K7P,R92H8K,R92K0W | Load 28480 S18-110J R92K9Z,R92K7P,R92H8K,R92K0W | Sterilization Documentation | A | Scanned (Hardcopy) Item | Released |  | NO | 12/06/2018 12:33:38:130 | Release
SCN058741,A,1,Load 28439 S18-105J R92J8K,R92J5W,R92K0V,R92C7N | Load 28439 S18-105J R92J8K,R92J5W,R92K0V,R92C7N | Sterilization Documentation | A | Scanned (Hardcopy) Item | Released |  | NO | 12/06/2018 12:28:33:395 | Release
SCN058734,A,1,Load 28625 S18-143J R92U2E, R92T7G, R92T7H, R92U47 | Load 28625 S18-143J R92U2E, R92T7G, R92T7H, R92U47 | Sterilization Documentation | A | Scanned (Hardcopy) Item | Released |  | NO | 12/05/2018 18:35:12:831 | Release
SCN058731,A,1,Load 28619 S18-142J R92R38,R92T95,R92T7V,R92T9H | Load 28619 S18-142J R92R38,R92T95,R92T7V,R92T9H | Sterilization Documentation | A | Scanned (Hardcopy) Item | Released |  | NO | 12/05/2018 18:32:28:831 | Release
SCN058727,A,1,Load 28405 S18-101J R92J4U, R92E6L, R92J89 | Load 28405 S18-101J R92J4U, R92E6L, R92J89 | Sterilization Documentation | A | Scanned (Hardcopy) Item | In Review |  | NO | 12/05/2018 18:05:48:750 | WIP
SCN058725,A,1,Load 28534 S18-122J R92N7X,R92L48,R92M6A,R92N5X | Load 28534 S18-122J R92N7X,R92L48,R92M6A,R92N5X | Sterilization Documentation | A | Scanned (Hardcopy) Item | Released |  | NO | 12/05/2018 17:58:20:999 | Release
SCN059014,A,1,Load 28042 S18-029J R92432,R9249J,R9253Y,R9248Z | Load 28042 S18-029J R92432,R9249J,R9253Y,R9248Z | Sterilization Documentation | A | Scanned (Hardcopy) Item | Released |  | NO | 12/05/2018 17:35:17:168 | Release
SCN059007,A,1,Load 28076 S18-032J R92592,R92520,R9252P | Load 28076 S18-032J R92592,R92520,R9252P | Sterilization Documentation | A | Scanned (Hardcopy) Item | Released |  | NO | 12/05/2018 17:03:45:008 | Release
SCN058684,A,1,Load 28563 S18-121J R92N6A,R92M9L,R92N0Z | Load 28563 S18-121J R92N6A,R92M9L,R92N0Z | Sterilization Documentation | A | Scanned (Hardcopy) Item | Released |  | NO | 12/04/2018 18:13:05:631 | Release
PRC088245,A,3,Brick Cable Reclamation Crimp Impedance Study | Brick Cable Reclamation Crimp Impedance Study | None | A | Engineering Study | Released |  | NO | 12/04/2018 11:20:27:191 | Release
PRC083963,C,3,Brick Cable Reclamation Process Characterization | Brick Cable Reclamation Process Characterization | None | C | Engineering Study | Released |  | NO | 12/03/2018 10:41:18:750 | Release
PRC083963,A,2,Brick Cable Reclamation Process Characterization | Brick Cable Reclamation Process Characterization | None | A | Engineering Study | Released |  | NO | 12/03/2018 10:41:17:844 | Release
PRC083963,B,3,Brick Cable Reclamation Process Characterization | Brick Cable Reclamation Process Characterization | None | B | Engineering Study | Released |  | NO | 12/03/2018 10:41:17:344 | Release
PRC088192,A,1,Brick Cable Reclamation GR&R Completion Report | Brick Cable Reclamation GR&R Completion Report | None | A | Completion Report | Released |  | NO | 12/03/2018 09:46:55:420 | Release
PRC087038,A,7,D30810P02 Raw Cable Biocompatibility Build | D30810P02 Raw Cable Biocompatibility Build | None | A | Engineering Study | Released |  | NO | 11/27/2018 16:46:14:153 | Release
PRC088164,A,1,Brick Cable Reclamation Gage R&R Studies | Brick Cable Reclamation Gage R&R Studies | Protocol - Other | A | Protocol | Released |  | NO | 11/26/2018 10:24:37:537 | Release
MFP000211,F,4,Brick Supply Chain Strategy | Brick Supply Chain Strategy | None | F | Manufacturing Plan/Performance Agreement | Released |  | NO | 11/21/2018 15:16:32:012 | Release
MFP000211,A,3,Brick Supply Chain Strategy | Brick Supply Chain Strategy | None | A | Manufacturing Plan/Performance Agreement | Released |  | NO | 11/21/2018 15:16:31:090 | Release
MFP000211,B,4,Brick Supply Chain Strategy | Brick Supply Chain Strategy | None | B | Manufacturing Plan/Performance Agreement | Released |  | NO | 11/21/2018 15:16:30:746 | Release
MFP000211,C,3,Brick Supply Chain Strategy | Brick Supply Chain Strategy | None | C | Manufacturing Plan/Performance Agreement | Released |  | NO | 11/21/2018 15:16:30:371 | Release
MFP000211,D,3,Brick Supply Chain Strategy | Brick Supply Chain Strategy | None | D | Manufacturing Plan/Performance Agreement | Released |  | NO | 11/21/2018 15:16:29:825 | Release
MFP000211,E,4,Brick Supply Chain Strategy | Brick Supply Chain Strategy | None | E | Manufacturing Plan/Performance Agreement | Released |  | NO | 11/21/2018 15:16:29:246 | Release
SCN059095,A,1,Load ID 27834 S17-567J P9452C,P94L2L,P94L2N,P94L5U | Load ID 27834 S17-567J P9452C,P94L2L,P94L2N,P94L5U | Sterilization Documentation | A | Scanned (Hardcopy) Item | Released |  | NO | 11/12/2018 18:36:36:679 | Release
PRC087213,A,4,Brick Cable Reclamation Training Build | Brick Cable Reclamation Training Build | None | A | Engineering Study | Released |  | NO | 11/12/2018 12:12:08:346 | Release
DOC023498,D,3,CLDP-ECR-0001244 | CLDP-ECR-0001244 | Collaborative Labeling Development Process | D | EPI Generic Document | Released |  | NO | 11/09/2018 13:52:13:579 | Release
DOC023498,A,4,CLDP-ECR-0001244 | CLDP-ECR-0001244 | Collaborative Labeling Development Process | A | EPI Generic Document | Released |  | NO | 11/09/2018 13:52:12:923 | Release
DOC023498,B,2,CLDP-ECR-0001244 | CLDP-ECR-0001244 | Collaborative Labeling Development Process | B | EPI Generic Document | Released |  | NO | 11/09/2018 13:52:12:704 | Release
DOC023498,C,2,CLDP-ECR-0001244 | CLDP-ECR-0001244 | Collaborative Labeling Development Process | C | EPI Generic Document | Released |  | NO | 11/09/2018 13:52:12:532 | Release
PRC086496,C,6,Floyd Line 157 Shaft Functional Tester Curved Device Jaw Gap Gage RR E17784 | Floyd Line 157 Shaft Functional Tester Curved Device Jaw Gap Gage RR E17784 | None | C | Engineering Study | Released |  | NO | 10/22/2018 15:12:57:295 | Release
PRC086950,A,3,Brick Cable Reclamation Fixtures IQ | Brick Cable Reclamation Fixtures IQ | Protocol Equipment Install Qual | A | Protocol | Released |  | NO | 10/17/2018 19:04:04:817 | Release
PRC086731,A,2,DV Testing for NSLX120L Cable Reclamation | DV Testing for NSLX120L Cable Reclamation | None | A | Engineering Study | Released |  | NO | 10/14/2018 21:04:14:524 | Release
PRC087212,A,5,Brick Cable Reclamation Gage Studies | Brick Cable Reclamation Gage Studies | None | A | Engineering Study | Released |  | NO | 09/27/2018 16:45:53:316 | Release
PRC087426,A,1,Additional Cleaning Process - Pre Gap Inspection | Additional Cleaning Process - Pre Gap Inspection | Protocol - Other | A | Protocol | Released |  | NO | 09/26/2018 13:52:35:909 | Release
PRC087211,A,3,Brick Cable Reclamation Capability Studies | Brick Cable Reclamation Capability Studies | None | A | Engineering Study | Released |  | NO | 09/25/2018 15:32:00:848 | Release
PRC078427,B,6,Data Processing for FTF/FTC/KTR and FTL/JR/DC Completion Report | Data Processing for FTF/FTC/KTR and FTL/JR/DC Completion Report | None | B | Completion Report | Released |  | NO | 09/25/2018 14:11:02:003 | Release
PRC078427,A,3,Project Floyd and Brick: Matlab Software for Force to Fire Station Post Processing Completion Report | Project Floyd and Brick: Matlab Software for Force to Fire Station Post Processing Completion Report | None | A | Completion Report | Released |  | NO | 09/25/2018 14:11:00:144 | Release
PRC078426,B,6,Data Processing for FTF/FTC/KTR and FTL/JR/DC Protocol | Data Processing for FTF/FTC/KTR and FTL/JR/DC Protocol | Protocol Software Validation | B | Protocol | Released |  | NO | 09/24/2018 17:19:12:421 | Release
PRC078426,A,5,Project Floyd and Brick: Matlab Software for Force to Fire station Post Processing | Project Floyd and Brick: Matlab Software for Force to Fire station Post Processing | Protocol Software Validation | A | Protocol | Released |  | NO | 09/24/2018 17:19:11:249 | Release
DOC023669,A,1,Ethicon Trisector TSF10 | Ethicon Trisector TSF10 | None | A | EPI Generic Document | Released |  | NO | 09/18/2018 12:18:47:646 | Release
RA000487,A,1,GRP_GRS_ECR0001244 | GRP_GRS_ECR0001244 | Regulatory Strategy/Plan | A | Generic Regulatory Doc. | Released |  | NO | 09/13/2018 16:04:23:910 | Release
PRC085738,A,2,Brick Accelerated Aging, T=60 months | Brick Accelerated Aging, T=60 months | Protocol - Other | A | Protocol | Released |  | NO | 09/10/2018 14:36:39:349 | Release
PRC085788,A,4,Brick Cable Reclamation Factory Acceptance Test | Brick Cable Reclamation Factory Acceptance Test | None | A | Engineering Study | Released |  | NO | 09/10/2018 14:34:06:286 | Release
PRC085150,A,6,Brick P000221P02 Sealing OQ | Brick P000221P02 Sealing OQ | None | A | Completion Report | Released |  | NO | 09/07/2018 17:34:00:637 | Release
PRC085111,A,3,Brick Flange Redesign: Package System Approval Completion Report | Brick Flange Redesign: Package System Approval Completion Report | None | A | Completion Report | Released |  | NO | 09/07/2018 17:34:00:621 | Release
PRC085110,A,8,Brick Flange Redesign: Package System Approval Protocol | Brick Flange Redesign: Package System Approval Protocol | Protocol Packaging | A | Protocol | Released |  | NO | 09/07/2018 17:34:00:559 | Release
PRC085149,A,2,Brick P000221P02 Sealing OQ | Brick P000221P02 Sealing OQ | Protocol Packaging | A | Protocol | Released |  | NO | 09/07/2018 17:34:00:559 | Release
DOC023471,A,1,Enseal X1 Large Jaw EMC 4th Edition Test Plan | Enseal X1 Large Jaw EMC 4th Edition Test Plan | None | A | EPI Generic Document | Released |  | NO | 09/04/2018 16:05:54:531 | Release
PRC085653,A,4,Brick Cable Reclamation Gage Studies | Brick Cable Reclamation Gage Studies | None | A | Engineering Study | Released |  | NO | 09/04/2018 15:51:16:502 | Release
PRC085531,A,2,DV Build for NSLX120L Cable Reclamation | DV Build for NSLX120L Cable Reclamation | None | A | Engineering Study | Released |  | NO | 09/04/2018 14:47:25:366 | Release
RMD001365,C,1,ENSEAL X1 Large Jaw Tissue Sealer PMS Plan | ENSEAL X1 Large Jaw Tissue Sealer PMS Plan | Post Market Surveillance Plan | C | Risk Management Document | Obsoleted |  | NO | 08/30/2018 15:51:48:475 | Obsolete
RMD001365,A,2,ENSEAL X1 Large Jaw Tissue Sealer PMS Plan | ENSEAL X1 Large Jaw Tissue Sealer PMS Plan | Post Market Surveillance Plan | A | Risk Management Document | Obsoleted |  | NO | 08/30/2018 15:51:48:037 | Obsolete
RMD001365,B,4,ENSEAL X1 Large Jaw Tissue Sealer PMS Plan | ENSEAL X1 Large Jaw Tissue Sealer PMS Plan | Post Market Surveillance Plan | B | Risk Management Document | Obsoleted |  | NO | 08/30/2018 15:51:47:818 | Obsolete
PRC086221,A,1,Distal Contact Failure Testing | Distal Contact Failure Testing | None | A | Engineering Study | Released |  | NO | 08/24/2018 13:13:23:743 | Release
PRC082268,A,4,PI Transfer for ENSEAL X1 (NSLX120L) to Independencia Completion Report | PI Transfer for ENSEAL X1 (NSLX120L) to Independencia Completion Report | None | A | Completion Report | Released |  | NO | 08/24/2018 09:41:45:228 | Release
PRC086880,A,1,NSLX120L Gage Master Measurements | NSLX120L Gage Master Measurements | None | A | Engineering Study | Released |  | NO | 08/22/2018 08:45:23:344 | Release
PRC086772,A,6,Brrick Active Rod Functional Test for Bubbles | Brrick Active Rod Functional Test for Bubbles | None | A | Engineering Study | Released |  | NO | 08/06/2018 15:22:09:544 | Release
PRC086697,A,2,Inspection Clean of Electrode GR&R | Inspection Clean of Electrode GR&R | None | A | Engineering Study | Working |  | YES | 07/20/2018 10:02:19:409 | NA_lmart177
PRC084778,A,2,ECR945 EB3.1 | ECR945 EB3.1 | None | A | Engineering Study | Released |  | NO | 07/19/2018 15:57:45:929 | Release
PRC084731,B,6,BRICK device build for lower jaw functional testing | BRICK device build for lower jaw functional testing | None | B | Engineering Study | Released |  | NO | 07/13/2018 15:58:00:440 | Release
RA000336,A,1,GRS/GRP for ECR0001166 | GRS/GRP for ECR0001166 | Regulatory Strategy/Plan | A | Generic Regulatory Doc. | Released |  | NO | 07/13/2018 15:58:00:393 | Release
PRC084071,A,3,BRICK Jaw Looseness Evaluation | BRICK Jaw Looseness Evaluation | None | A | Engineering Study | Released |  | NO | 07/13/2018 15:58:00:331 | Release
PRC085459,A,4,Pallet Stoppers Installation at Brick Line 149 | Pallet Stoppers Installation at Brick Line 149 | None | A | Completion Report | Released |  | NO | 07/12/2018 19:06:35:208 | Release
PRC085458,A,6,Pallet Stoppers Installation at Brick Line 149 | Pallet Stoppers Installation at Brick Line 149 | Protocol Equipment Install Qual | A | Protocol | Released |  | NO | 07/12/2018 19:06:35:176 | Release
SCN058313,A,1,Load 28772 S18-178J R92Z4H,R93017,R93030,R9300Y | Load 28772 S18-178J R92Z4H,R93017,R93030,R9300Y | Sterilization Documentation | A | Scanned (Hardcopy) Item | Released |  | NO | 07/06/2018 14:00:08:077 | Release
SCN058312,A,1,Load 28759 S18-176J R92Z90,R92Z3X,R92Z95,R92Y54 | Load 28759 S18-176J R92Z90,R92Z3X,R92Z95,R92Y54 | Sterilization Documentation | A | Scanned (Hardcopy) Item | Released |  | NO | 07/06/2018 13:57:04:530 | Release
SCN058310,A,1,Load 28907 S18-209J R92603,R92604,R9261H,R9353T,R9355P,R9355R | Load 28907 S18-209J R92603,R92604,R9261H,R9353T,R9355P,R9355R | Sterilization Documentation | A | Scanned (Hardcopy) Item | Released |  | NO | 07/06/2018 13:48:12:998 | Release
SCN058308,A,1,Load 28895 S18-207J R9346Z,R9346C,R9348J,R93511 | Load 28895 S18-207J R9346Z,R9346C,R9348J,R93511 | Sterilization Documentation | A | Scanned (Hardcopy) Item | Released |  | NO | 07/06/2018 13:44:43:341 | Release
SCN058315,A,1,Load 28774 S18-181J R92Z2W,R9306Z,R93035,R9307D | Load 28774 S18-181J R92Z2W,R9306Z,R93035,R9307D | Sterilization Documentation | A | Scanned (Hardcopy) Item | Released |  | NO | 07/06/2018 13:38:23:248 | Release
RA000401,A,1,GRS/GRP for ECR0001208 | GRS/GRP for ECR0001208 | Regulatory Strategy/Plan | A | Generic Regulatory Doc. | Released |  | NO | 06/14/2018 17:50:35:002 | Release
PRC078163,A,4,Brick Vein Burst Testing | Brick Vein Burst Testing | None | A | Engineering Study | Released |  | NO | 06/11/2018 07:24:43:922 | Release
PRC085195,A,9,Completion Report MIM Jaw Confirmation Build | Completion Report MIM Jaw Confirmation Build | None | A | Completion Report | Released |  | NO | 06/08/2018 19:03:16:780 | Release
DOC022974,A,1,Legacy Enseal EMC 4th Edition Test Plan | Legacy Enseal EMC 4th Edition Test Plan | None | A | EPI Generic Document | Released |  | NO | 06/07/2018 14:11:14:072 | Release
SCN057410,A,2,Load ID 27518 S17-507J P94814,P9482V,P9482X,P9476A | Load ID 27518 S17-507J P94814,P9482V,P9482X,P9476A | Sterilization Documentation | A | Scanned (Hardcopy) Item | Released |  | NO | 06/04/2018 18:48:02:934 | Release
SCN057901,A,1,Load ID 27500 S17-506J P9420G,P9477U,P9478F,P9477G | Load ID 27500 S17-506J P9420G,P9477U,P9478F,P9477G | Sterilization Documentation | A | Scanned (Hardcopy) Item | Released |  | NO | 06/04/2018 18:41:25:537 | Release
SCN057899,A,1,Load ID 27489 S17-504J P9466M,P9471G,P9473V,P9468L | Load ID 27489 S17-504J P9466M,P9471G,P9473V,P9468L | Sterilization Documentation | A | Scanned (Hardcopy) Item | Released |  | NO | 06/04/2018 18:33:40:468 | Release
PRC085390,A,3,Competitive Claims Testing | Competitive Claims Testing | None | A | Engineering Study | Released |  | NO | 06/04/2018 16:09:42:174 | Release
PRC085566,A,3,Competitive Testing Jaw Shaft Temp Comparison | Competitive Testing Jaw Shaft Temp Comparison | None | A | Engineering Study | Released |  | NO | 06/04/2018 16:02:15:277 | Release
SCN057414,A,1,Load ID 27540 S17-513J P9499H,P9467Z,P94950 | Load ID 27540 S17-513J P9499H,P9467Z,P94950 | Sterilization Documentation | A | Scanned (Hardcopy) Item | Released |  | NO | 05/25/2018 11:21:34:316 | Release
SCN057413,A,1,Load ID 27539 S17-512J P9499G,P94973,P9494Z | Load ID 27539 S17-512J P9499G,P94973,P9494Z | Sterilization Documentation | A | Scanned (Hardcopy) Item | Released |  | NO | 05/25/2018 11:18:08:266 | Release
SCN057409,A,1,Load ID 27526 S17-509J P94886,P9477H,P9482H,P9480U | Load ID 27526 S17-509J P94886,P9477H,P9482H,P9480U | Sterilization Documentation | A | Scanned (Hardcopy) Item | Released |  | NO | 05/25/2018 11:14:21:247 | Release
SCN057419,A,1,Load ID 27419 S17-486J P9432Z,P9436X,P94453,P9436R | Load ID 27419 S17-486J P9432Z,P9436X,P94453,P9436R | Sterilization Documentation | A | Scanned (Hardcopy) Item | Released |  | NO | 05/25/2018 11:12:11:214 | Release
SCN057417,A,1,Load ID 27601 S17-521J P94C8M,P94C12,P94A6A | Load ID 27601 S17-521J P94C8M,P94C12,P94A6A | Sterilization Documentation | A | Scanned (Hardcopy) Item | Released |  | NO | 05/25/2018 10:35:44:212 | Release
SCN057415,A,1,Load ID 27589 S17-523J P94C5U,P94C11,P94C47,P94A4V | Load ID 27589 S17-523J P94C5U,P94C11,P94C47,P94A4V | Sterilization Documentation | A | Scanned (Hardcopy) Item | Released |  | NO | 05/25/2018 10:29:13:566 | Release
SCN057518,A,1,Load ID 27424 S17-488J P9433Y,P94482,P94450,P9448D | Load ID 27424 S17-488J P9433Y,P94482,P94450,P9448D | Sterilization Documentation | A | Scanned (Hardcopy) Item | Released |  | NO | 05/24/2018 19:03:32:077 | Release
SCN057519,A,1,Load ID 27439 S17-492J P94261,P94481,P9449Z,P94500 | Load ID 27439 S17-492J P94261,P94481,P9449Z,P94500 | Sterilization Documentation | A | Scanned (Hardcopy) Item | Released |  | NO | 05/24/2018 18:51:08:316 | Release
SCN057522,A,1,Load ID 27532 S17-511J P93R5U,P9478E,P94923,P94924 | Load ID 27532 S17-511J P93R5U,P9478E,P94923,P94924 | Sterilization Documentation | A | Scanned (Hardcopy) Item | Released |  | NO | 05/24/2018 18:48:35:188 | Release
SCN057260,A,1,Load ID 27659 S17-537J P94D89,P94E6K,P94E7A,P94E6U | Load ID 27659 S17-537J P94D89,P94E6K,P94E7A,P94E6U | Sterilization Documentation | A | Scanned (Hardcopy) Item | Released |  | NO | 05/24/2018 18:29:26:640 | Release
SCN057251,A,1,Load ID 27607 S17-528J P94E1V, P9489X, P94C8T | Load ID 27607 S17-528J P94E1V, P9489X, P94C8T | Sterilization Documentation | A | Scanned (Hardcopy) Item | Released |  | NO | 05/24/2018 18:21:09:445 | Release
SCN057253,A,1,Load ID 27431 S17-490J P9452C,P94501,P94505,P94413 | Load ID 27431 S17-490J P9452C,P94501,P94505,P94413 | Sterilization Documentation | A | Scanned (Hardcopy) Item | Released |  | NO | 05/24/2018 18:18:23:927 | Release
SCN057254,A,1,Load ID 27399 S17-483J P94386,P94291,P9437G,P9437C | Load ID 27399 S17-483J P94386,P94291,P9437G,P9437C | Sterilization Documentation | A | Scanned (Hardcopy) Item | Released |  | NO | 05/24/2018 18:14:30:611 | Release
SCN057255,A,1,Load ID 27400 S17-484J P94449,P9434L,P94385,P9439R | Load ID 27400 S17-484J P94449,P9434L,P94385,P9439R | Sterilization Documentation | A | Scanned (Hardcopy) Item | Released |  | NO | 05/24/2018 18:12:21:312 | Release
SCN057258,A,1,Load ID 25429 S17-104J P91N3D,P91P5K,P91P86,P91R2D | Load ID 25429 S17-104J P91N3D,P91P5K,P91P86,P91R2D | Sterilization Documentation | A | Scanned (Hardcopy) Item | Released |  | NO | 05/24/2018 18:05:33:354 | Release
SCN057252,A,1,Load ID 27440 S17-491J P94556,P94535,P9443G,P9454J | Load ID 27440 S17-491J P94556,P94535,P9443G,P9454J | Sterilization Documentation | A | Scanned (Hardcopy) Item | Released |  | NO | 05/24/2018 18:03:20:650 | Release
SCN057286,A,1,Load ID 27707 S17-545J P94C3V,P94F7F,P94F6C,P94G5G | Load ID 27707 S17-545J P94C3V,P94F7F,P94F6C,P94G5G | Sterilization Documentation | A | Scanned (Hardcopy) Item | Released |  | NO | 05/24/2018 17:49:42:164 | Release
SCN057285,A,1,Load ID 27704 S17-544J P94G27,P94F1M,P94G0C,P9467A | Load ID 27704 S17-544J P94G27,P94F1M,P94G0C,P9467A | Sterilization Documentation | A | Scanned (Hardcopy) Item | Released |  | NO | 05/24/2018 17:47:44:933 | Release
SCN057347,A,1,Load ID 27608 S17-527J P94C8J,P94D0R,P94C8W | Load ID 27608 S17-527J P94C8J,P94D0R,P94C8W | Sterilization Documentation | A | Scanned (Hardcopy) Item | Released |  | NO | 05/24/2018 17:43:34:506 | Release
SCN057345,A,1,Load ID 27646 S17-535J P94F16,P94D3C,P94972 | Load ID 27646 S17-535J P94F16,P94D3C,P94972 | Sterilization Documentation | A | Scanned (Hardcopy) Item | Released |  | NO | 05/24/2018 17:37:33:862 | Release
PRC084731,A,2,BRICK device build for lower jaw functional testing | BRICK device build for lower jaw functional testing | None | A | Engineering Study | Released |  | NO | 05/22/2018 15:35:04:168 | Release
SCN057340,A,1,Load ID 27629 S17-531J P94E2D,P9445J,P94D8Z | Load ID 27629 S17-531J P94E2D,P9445J,P94D8Z | Sterilization Documentation | A | Scanned (Hardcopy) Item | Released |  | NO | 05/18/2018 13:38:37:690 | Release
SCN057336,A,1,Load ID 27763 S17-558J P94D55,P94G4K,P94G8G,P94K2D | Load ID 27763 S17-558J P94D55,P94G4K,P94G8G,P94K2D | Sterilization Documentation | A | Scanned (Hardcopy) Item | Released |  | NO | 05/18/2018 13:28:23:392 | Release
PSB004688,C,1,2017 Project Brick Claims- COMPARISON OF DISTAL TIP SEALING PERFORMANCE BETWEEN ENSEAL® X1 LARGE JAW (NSLX | 2017 Project Brick Claims- COMPARISON OF DISTAL TIP SEALING PERFORMANCE BETWEEN ENSEAL® X1 LARGE JAW (NSLX120L) AND LIGASURE IMPACTTM (LF4318) | Protocol | C | Preclinical Study Binder | Released |  | NO | 05/11/2018 13:50:00:916 | Release
PSB004688,A,3,2017 Project Brick Claims- COMPARISON OF DISTAL TIP SEALING PERFORMANCE BETWEEN ENSEAL® X1 LARGE JAW (NSLX | 2017 Project Brick Claims- COMPARISON OF DISTAL TIP SEALING PERFORMANCE BETWEEN ENSEAL® X1 LARGE JAW (NSLX120L) AND LIGASURE IMPACTTM (LF4318) | Protocol | A | Preclinical Study Binder | Released |  | NO | 05/11/2018 13:49:59:604 | Release
PSB004688,B,1,2017 Project Brick Claims- COMPARISON OF DISTAL TIP SEALING PERFORMANCE BETWEEN ENSEAL® X1 LARGE JAW (NSLX | 2017 Project Brick Claims- COMPARISON OF DISTAL TIP SEALING PERFORMANCE BETWEEN ENSEAL® X1 LARGE JAW (NSLX120L) AND LIGASURE IMPACTTM (LF4318) | Protocol | B | Preclinical Study Binder | Released |  | NO | 05/11/2018 13:49:59:229 | Release
PRC084128,B,5,PQ Completion Report for Peter's Cable for Enseal X1 Large Jaw (NSLX120L) | PQ Completion Report for Peter's Cable for Enseal X1 Large Jaw (NSLX120L) | None | B | Completion Report | Released |  | NO | 05/11/2018 11:05:23:066 | Release
PRC084128,A,5,PQ Completion Report for Peter's Cable for Enseal X1 Large Jaw (NSLX120L) | PQ Completion Report for Peter's Cable for Enseal X1 Large Jaw (NSLX120L) | None | A | Completion Report | Released |  | NO | 05/11/2018 11:05:21:785 | Release
PRC083901,A,6,Floyd Sealer DOE - Long | Floyd Sealer DOE - Long | None | A | Engineering Study | Released |  | NO | 05/10/2018 09:23:27:640 | Release
PRC085059,A,2,Brick Wireguide Push-out Testing | Brick Wireguide Push-out Testing | None | A | Engineering Study | Released |  | NO | 05/09/2018 14:56:37:503 | Release
PRC085194,A,4,Assembly Evaluation of Upper and Lower Jaws from Production MIM Molds | Assembly Evaluation of Upper and Lower Jaws from Production MIM Molds | Protocol - Other | A | Protocol | Released |  | NO | 05/07/2018 13:21:26:033 | Release
SCN057520,A,1,Load ID 27447 S17-493J P9458X,P94534,P9454W,P9457T,P93N1G,P9432U | Load ID 27447 S17-493J P9458X,P94534,P9454W,P9457T,P93N1G,P9432U | Sterilization Documentation | A | Scanned (Hardcopy) Item | In Review |  | NO | 05/04/2018 17:34:49:647 | WIP
SCN057331,A,1,Load ID 27753 S17-556J P94H5R,P94G94,P94J0A,P94J4N | Load ID 27753 S17-556J P94H5R,P94G94,P94J0A,P94J4N | Sterilization Documentation | A | Scanned (Hardcopy) Item | Released |  | NO | 05/04/2018 17:30:26:942 | Release
SCN057385,A,1,Load ID 27708 S17-546J,P94H3H,P94G06,P94G6K | Load ID 27708 S17-546J,P94H3H,P94G06,P94G6K | Sterilization Documentation | A | Scanned (Hardcopy) Item | Released |  | NO | 05/03/2018 18:49:06:493 | Release
PRC084566,A,2,Brick ECR0000945 EB3 Burst Pressure Reliability | Brick ECR0000945 EB3 Burst Pressure Reliability | None | A | Engineering Study | Released |  | NO | 05/03/2018 09:53:01:168 | Release
PRC084846,B,2,Functional Testing for Brick Upper and Lower MIM Jaws SPCR | Functional Testing for Brick Upper and Lower MIM Jaws SPCR | None | B | Engineering Study | Released |  | NO | 05/01/2018 13:39:33:994 | Release
PRC084846,A,2,Functional Testing for Brick Upper and Lower MIM Jaws SPCR | Functional Testing for Brick Upper and Lower MIM Jaws SPCR | None | A | Engineering Study | Released |  | NO | 05/01/2018 13:39:33:072 | Release
RMD001387,B,3,ENSEAL X1 Large Jaw PMS Report | ENSEAL X1 Large Jaw PMS Report | Risk Management Report - Post Market Surveillance Report | B | Risk Management Document | Released |  | NO | 04/27/2018 10:32:16:637 | Release
RMD001387,A,2,ENSEAL X1 Large Jaw PMS Report | ENSEAL X1 Large Jaw PMS Report | Risk Management Report - Post Market Surveillance Report | A | Risk Management Document | Released |  | NO | 04/27/2018 10:32:16:153 | Release
PRC084251,A,3,Brick EB3 Jaw Gap Process DOE | Brick EB3 Jaw Gap Process DOE | None | A | Engineering Study | Released |  | NO | 04/24/2018 15:13:01:874 | Release
PRC084636,A,4,Brick Prototype Contact Assessment | Brick Prototype Contact Assessment | None | A | Engineering Study | Released |  | NO | 04/10/2018 16:23:18:998 | Release
PRC083617,A,1,Brick Alternate Electrode Lateral Play Confirmation | Brick Alternate Electrode Lateral Play Confirmation | None | A | Engineering Study | Working |  | NO | 04/10/2018 09:49:04:069 | WIP
PSB004759,A,2,2018 Brick PEF- Project Brick: Observations on Closure Lever Designs for the ENSEAL® X1 Large Jaw Tissue S | 2018 Brick PEF- Project Brick: Observations on Closure Lever Designs for the ENSEAL® X1 Large Jaw Tissue Sealer in the Porcine Model | Evaluation | A | Preclinical Study Binder | Released |  | NO | 04/09/2018 15:19:44:701 | Release
PRC078626,A,4,Brick Device Functional Tester SigPOD and PLC Settings | Brick Device Functional Tester SigPOD and PLC Settings | None | A | Engineering Study | Released |  | NO | 04/06/2018 15:15:47:591 | Release
PRC082604,A,3,Brick EB2 Build, Screening DOE ECR0000945 | Brick EB2 Build, Screening DOE ECR0000945 | None | A | Engineering Study | Released |  | NO | 04/02/2018 09:01:35:741 | Release
PRC082917,A,9,New Lantech Strapping Machine | New Lantech Strapping Machine | Protocol Equipment Install Qual | A | Protocol | Released |  | NO | 03/20/2018 19:01:53:943 | Release
PRC084303,B,4,Design of experiments (DOE) for Shrink wrap lantech E12670 | Design of experiments (DOE) for Shrink wrap lantech E12670 | None | B | Engineering Study | Released |  | NO | 03/20/2018 19:01:53:927 | Release
PRC084728,A,4,Protocol for E18091 EEPROM Reader Installation in PI Laboratory | Protocol for E18091 EEPROM Reader Installation in PI Laboratory | Protocol - Other | A | Protocol | Released |  | NO | 03/15/2018 10:54:24:380 | Release
SCN054820,A,2,Load ID 27327 S17-468J,P9411N,P9414A,P9409V | Load ID 27327 S17-468J,P9411N,P9414A,P9409V | Sterilization Documentation | A | Scanned (Hardcopy) Item | Released |  | NO | 03/12/2018 16:41:01:427 | Release
SCN054822,A,2,Load ID 27326 S17-467J,P94118,P9408E,P9411F | Load ID 27326 S17-467J,P94118,P9408E,P9411F | Sterilization Documentation | A | Scanned (Hardcopy) Item | Released |  | NO | 03/12/2018 16:39:20:442 | Release
PRC084890,B,3,Conformal Coating Verification By Inspection | Conformal Coating Verification By Inspection | None | B | Engineering Study | Released |  | NO | 03/12/2018 13:19:04:247 | Release
PRC082710,B,9,Brick Cable Move DV Build | Brick Cable Move DV Build | None | B | Engineering Study | Released |  | NO | 03/12/2018 13:19:04:184 | Release
PRC084127,A,7,Performance Qualification for Brick's Peters Cable | Performance Qualification for Brick's Peters Cable | Protocol Performance Qualification | A | Protocol | Released |  | NO | 03/12/2018 13:19:04:090 | Release
PRC084132,B,5,Peters Cable Design Verification Testing | Peters Cable Design Verification Testing | None | B | Engineering Study | Released |  | NO | 03/12/2018 13:19:04:090 | Release
SCN055005,A,1,Load ID 27023 S17-401J,P93K43,P93K8D | Load ID 27023 S17-401J,P93K43,P93K8D | Sterilization Documentation | A | Scanned (Hardcopy) Item | Released |  | NO | 03/09/2018 19:29:49:127 | Release
SCN056658,A,3,Load ID 26866 S17-362J P93D42, P93C5G, P93C9V, P9322W | Load ID 26866 S17-362J P93D42, P93C5G, P93C9V, P9322W | Sterilization Documentation | A | Scanned (Hardcopy) Item | In Review |  | NO | 03/09/2018 17:56:51:821 | WIP
SCN054655,A,2,Load ID 26140 S17-233J P92J6Y, P92K15, P92J91, P92K1U | Load ID 26140 S17-233J P92J6Y, P92K15, P92J91, P92K1U | Sterilization Documentation | A | Scanned (Hardcopy) Item | Released |  | NO | 03/09/2018 15:52:30:869 | Release
SCN054670,A,1,Load ID 25845 S17-185J P9273G, P91J8Y, P9270U, P9273C | Load ID 25845 S17-185J P9273G, P91J8Y, P9270U, P9273C | Sterilization Documentation | A | Scanned (Hardcopy) Item | Released |  | NO | 03/09/2018 13:05:36:396 | Release
SCN054808,A,1,Load ID 27310 S17-465J,P9401K,P93Y4A,P9400F,P94015 | Load ID 27310 S17-465J,P9401K,P93Y4A,P9400F,P94015 | Sterilization Documentation | A | Scanned (Hardcopy) Item | Released |  | NO | 03/09/2018 13:04:23:333 | Release
SCN054823,A,1,Load ID 27313 S17-463J,P93U8M,P93Z9P,P93Z8F,P93Z9K | Load ID 27313 S17-463J,P93U8M,P93Z9P,P93Z8F,P93Z9K | Sterilization Documentation | A | Scanned (Hardcopy) Item | Released |  | NO | 03/09/2018 13:03:50:427 | Release
SCN055722,A,1,Load ID 26866 S17-362J P93D42, P93C5G, P93C9V, P9322W | Load ID 26866 S17-362J P93D42, P93C5G, P93C9V, P9322W | Sterilization Documentation | A | Scanned (Hardcopy) Item | Rejected |  | NO | 03/09/2018 12:40:52:580 | WIP
PRC084935,A,1,Brick Wire Guide Retention Force Test Method | Brick Wire Guide Retention Force Test Method | None | A | Engineering Study | Released |  | NO | 03/08/2018 10:33:19:101 | Release
PRC084890,A,3,Conformal Coating Verification By Inspection | Conformal Coating Verification By Inspection | None | A | Engineering Study | Released |  | NO | 03/07/2018 08:20:22:438 | Release
PRC080481,B,5,Brick Knife Biocompatibility Sample Preparation | Brick Knife Biocompatibility Sample Preparation | None | B | Engineering Study | Released |  | NO | 03/06/2018 10:24:32:682 | Release
PRC080481,A,6,Brick Knife Biocompatibility Sample Preparation | Brick Knife Biocompatibility Sample Preparation | None | A | Engineering Study | Released |  | NO | 03/06/2018 10:24:31:979 | Release
PRC084227,B,3,CEA Cable PCB Change Functional Testing | CEA Cable PCB Change Functional Testing | None | B | Engineering Study | Released |  | NO | 03/06/2018 10:08:30:899 | Release
PRC084227,A,2,CEA Cable PCB Change Functional Testing | CEA Cable PCB Change Functional Testing | None | A | Engineering Study | Released |  | NO | 03/06/2018 10:08:30:196 | Release
SCN055298,A,1,Load ID 25228 S17-062J P91D0P,P91D3U,P91E36 | Load ID 25228 S17-062J P91D0P,P91D3U,P91E36 | Sterilization Documentation | A | Scanned (Hardcopy) Item | Released |  | NO | 03/05/2018 18:20:19:655 | Release
SCN055304,A,1,Load ID 25418 S17-097J P91M7N,P91N57,P91N6W,P91N6X | Load ID 25418 S17-097J P91M7N,P91N57,P91N6W,P91N6X | Sterilization Documentation | A | Scanned (Hardcopy) Item | Released |  | NO | 03/05/2018 18:16:33:686 | Release
SCN055736,A,1,Load ID 25176 S17-046J P91744, P9182R, P91913 | Load ID 25176 S17-046J P91744, P9182R, P91913 | Sterilization Documentation | A | Scanned (Hardcopy) Item | Released |  | NO | 03/01/2018 17:44:12:099 | Release
SCN055695,A,1,Load ID 25018 S17-025J N93M34, N93N2Z, N93N43, N93P7N | Load ID 25018 S17-025J N93M34, N93N2Z, N93N43, N93P7N | Sterilization Documentation | A | Scanned (Hardcopy) Item | Released |  | NO | 03/01/2018 17:06:24:861 | Release
PRC083209,A,6,SV for Sand Blast Machine E16520 ID ES2445 | SV for Sand Blast Machine E16520 ID ES2445 | Protocol Software Validation | A | Protocol | Released |  | NO | 02/28/2018 17:49:58:827 | Release
PRC082798,A,6,Criticality assessment for Sand Blast E16520 | Criticality assessment for Sand Blast E16520 | None | A | Engineering Study | Released |  | NO | 02/28/2018 17:49:58:811 | Release
PRC082931,A,8,IQ for Sand Blaster Machine E16520 ES2445 | IQ for Sand Blaster Machine E16520 ES2445 | Protocol Equipment Install Qual | A | Protocol | Released |  | NO | 02/28/2018 17:49:58:811 | Release
PRC083938,B,8,Brick Cable Brick CEA Onanon Functional Test and Bioburden Build | Brick Cable Brick CEA Onanon Functional Test and Bioburden Build | None | B | Engineering Study | Released |  | NO | 02/26/2018 15:00:58:674 | Release
PRC083938,A,4,Brick Cable Brick CEA Onanon Functional Test and Bioburden Build | Brick Cable Brick CEA Onanon Functional Test and Bioburden Build | None | A | Engineering Study | Released |  | NO | 02/26/2018 15:00:57:830 | Release
PRC082989,A,3,Alternate Electrode EB1 Device Evaluation | Alternate Electrode EB1 Device Evaluation | None | A | Engineering Study | Released |  | NO | 02/26/2018 14:50:27:957 | Release
PRC084132,A,4,Peters Cable Design Verification Testing | Peters Cable Design Verification Testing | None | A | Engineering Study | Released |  | NO | 02/26/2018 14:33:13:451 | Release
PRC084311,B,2,Brick Main Spring Verification By Inspection | Brick Main Spring Verification By Inspection | None | B | Engineering Study | Released |  | NO | 02/26/2018 11:29:37:639 | Release
PRC084311,A,1,Brick Main Spring Verification By Inspection | Brick Main Spring Verification By Inspection | None | A | Engineering Study | Released |  | NO | 02/26/2018 11:29:36:748 | Release
PRC082710,A,8,Brick Cable Move DV Build | Brick Cable Move DV Build | None | A | Engineering Study | Released |  | NO | 02/22/2018 14:37:58:645 | Release
SCN053886,A,1,Load ID 23151 S16-212J N91N1N, N91N1T, N91M3R, N91M6N | Load ID 23151 S16-212J N91N1N, N91N1T, N91M3R, N91M6N | Sterilization Documentation | A | Scanned (Hardcopy) Item | Released |  | NO | 02/21/2018 12:50:35:936 | Release
PRC084303,A,8,Design of experiments (DOE) for Shrink wrap lantech E12670 | Design of experiments (DOE) for Shrink wrap lantech E12670 | None | A | Engineering Study | Released |  | NO | 02/15/2018 15:52:21:733 | Release
SCN055301,A,1,Load ID 25393 S17-095J P91N0R,P91M2G | Load ID 25393 S17-095J P91N0R,P91M2G | Sterilization Documentation | A | Scanned (Hardcopy) Item | Released |  | NO | 02/14/2018 13:01:17:565 | Release
SCN055793,A,1,Load ID 26920 S17-374J P93F1L,P93F3M,P93F3N,P93F11 | Load ID 26920 S17-374J P93F1L,P93F3M,P93F3N,P93F11 | Sterilization Documentation | A | Scanned (Hardcopy) Item | Released |  | NO | 02/13/2018 18:08:06:759 | Release
SCN055791,A,1,Load ID 26918 S17-372J P93E9Z,P93D7R,P93F19,P93E6C | Load ID 26918 S17-372J P93E9Z,P93D7R,P93F19,P93E6C | Sterilization Documentation | A | Scanned (Hardcopy) Item | Released |  | NO | 02/13/2018 18:07:25:931 | Release
SCN055669,A,1,Load ID 26982 S17-390J P93H8L,P93G2G,P93H3D,P93G86 | Load ID 26982 S17-390J P93H8L,P93G2G,P93H3D,P93G86 | Sterilization Documentation | A | Scanned (Hardcopy) Item | Released |  | NO | 02/13/2018 18:06:31:619 | Release
SCN055970,A,1,Load ID 27453 S17-496J P94628,P94551,P94679,P94588 | Load ID 27453 S17-496J P94628,P94551,P94679,P94588 | Sterilization Documentation | A | Scanned (Hardcopy) Item | Released |  | NO | 02/09/2018 16:58:35:843 | Release
SCN054678,A,1,Load ID 25879 S17-192J P9288P, P9285C, P9287X, P9281K | Load ID 25879 S17-192J P9288P, P9285C, P9287X, P9281K | Sterilization Documentation | A | Scanned (Hardcopy) Item | Released |  | NO | 02/09/2018 11:19:41:886 | Release
SCN054673,A,1,Load ID 25875 S17-189J P92797, P92841, P9278J, P9279F | Load ID 25875 S17-189J P92797, P92841, P9278J, P9279F | Sterilization Documentation | A | Scanned (Hardcopy) Item | Released |  | NO | 02/09/2018 11:13:50:691 | Release
SCN054663,A,1,Load ID 25841 S17-184J P9268L, P9270V, P92757, P92758 | Load ID 25841 S17-184J P9268L, P9270V, P92757, P92758 | Sterilization Documentation | A | Scanned (Hardcopy) Item | Released |  | NO | 02/09/2018 10:58:28:093 | Release
SCN054656,A,1,Load ID 26135 S17-231J P92J2N, P92H75, P92J7M, P92J7N | Load ID 26135 S17-231J P92J2N, P92H75, P92J7M, P92J7N | Sterilization Documentation | A | Scanned (Hardcopy) Item | Released |  | NO | 02/09/2018 10:52:02:913 | Release
SCN054658,A,1,Load ID 26109 S17-229J P92J1E, P92J10, P92J1N, P92J1P | Load ID 26109 S17-229J P92J1E, P92J10, P92J1N, P92J1P | Sterilization Documentation | A | Scanned (Hardcopy) Item | Released |  | NO | 02/08/2018 18:25:35:832 | Release
SCN054660,A,1,Load ID 26097 S17-228J P92H7Y, P92H2F, P92H42, P92J11 | Load ID 26097 S17-228J P92H7Y, P92H2F, P92H42, P92J11 | Sterilization Documentation | A | Scanned (Hardcopy) Item | Released |  | NO | 02/08/2018 18:15:45:523 | Release
PRC084573,A,1,Qualitative Assessment of Alternate Electrode EB3 in a Porcine Lab | Qualitative Assessment of Alternate Electrode EB3 in a Porcine Lab | None | A | Engineering Study | Working |  | NO | 02/07/2018 17:27:17:215 | NA_shall2
SCN054901,A,1,Load ID 27182 S17-439J,P93U10,P93U17,P93U5K,P93U5L | Load ID 27182 S17-439J,P93U10,P93U17,P93U5K,P93U5L | Sterilization Documentation | A | Scanned (Hardcopy) Item | Released |  | NO | 02/07/2018 16:53:03:281 | Release
SCN054904,A,1,Load ID 27304 S17-462J,P93Z8C,P93X4E,P93Z9M,P93Z8G | Load ID 27304 S17-462J,P93Z8C,P93X4E,P93Z9M,P93Z8G | Sterilization Documentation | A | Scanned (Hardcopy) Item | Released |  | NO | 02/07/2018 16:51:18:685 | Release
SCN054866,A,1,Load ID 27300 S17-461J,P93Z58,P93Z2L,P93X2W | Load ID 27300 S17-461J,P93Z58,P93Z2L,P93X2W | Sterilization Documentation | A | Scanned (Hardcopy) Item | Released |  | NO | 02/07/2018 16:06:23:707 | Release
SCN054865,A,1,Load ID 27290 S17-459J,P93Y7Z,P93Z05,P93X2X,P93Z5W | Load ID 27290 S17-459J,P93Y7Z,P93Z05,P93X2X,P93Z5W | Sterilization Documentation | A | Scanned (Hardcopy) Item | Released |  | NO | 02/07/2018 16:04:54:622 | Release
SCN054863,A,1,Load ID 27264 S17-454J,P93X9D,P93Y2R,P93Y1P,P93Y3Y | Load ID 27264 S17-454J,P93X9D,P93Y2R,P93Y1P,P93Y3Y | Sterilization Documentation | A | Scanned (Hardcopy) Item | Released |  | NO | 02/07/2018 16:00:04:907 | Release
SCN054859,A,1,Load ID 27240 S17-448J,P93X41,P93V7W,P93W0A | Load ID 27240 S17-448J,P93X41,P93V7W,P93W0A | Sterilization Documentation | A | Scanned (Hardcopy) Item | Released |  | NO | 02/07/2018 15:53:17:879 | Release
SCN054854,A,1,Load ID 27253 S17-450J,P93X96,P93U49,P93V8M | Load ID 27253 S17-450J,P93X96,P93U49,P93V8M | Sterilization Documentation | A | Scanned (Hardcopy) Item | Released |  | NO | 02/07/2018 15:27:03:537 | Release
SCN054828,A,1,Load ID 27159 S17-433J,P93R7F,P93U00,P93P38,P93T20 | Load ID 27159 S17-433J,P93R7F,P93U00,P93P38,P93T20 | Sterilization Documentation | A | Scanned (Hardcopy) Item | Released |  | NO | 02/07/2018 13:47:09:112 | Release
SCN054846,A,1,Load ID 26794 S17-345J,P9399F,P9386N,P9394T,P9390E | Load ID 26794 S17-345J,P9399F,P9386N,P9394T,P9390E | Sterilization Documentation | A | Scanned (Hardcopy) Item | Released |  | NO | 02/07/2018 13:38:06:741 | Release
SCN054845,A,1,Load ID 26789 S17-344J,P9390G,P93826,P9392H,P9386M | Load ID 26789 S17-344J,P9390G,P93826,P9392H,P9386M | Sterilization Documentation | A | Scanned (Hardcopy) Item | Released |  | NO | 02/07/2018 13:35:45:926 | Release
SCN054807,A,1,Load ID 27311 S17-466J,P9404C,P9405J,P9405K,P94076 | Load ID 27311 S17-466J,P9404C,P9405J,P9405K,P94076 | Sterilization Documentation | A | Scanned (Hardcopy) Item | Released |  | NO | 02/07/2018 13:34:55:534 | Release
SCN054806,A,1,Load ID 27263 S17-453J,P93W0D,P93X92,P93X93,P93X2G | Load ID 27263 S17-453J,P93W0D,P93X92,P93X93,P93X2G | Sterilization Documentation | A | Scanned (Hardcopy) Item | Released |  | NO | 02/07/2018 13:33:24:423 | Release
SCN054842,A,1,Load ID 26775 S17-342J,P93855,P9379C,P93852,P9392G | Load ID 26775 S17-342J,P93855,P9379C,P93852,P9392G | Sterilization Documentation | A | Scanned (Hardcopy) Item | Released |  | NO | 02/07/2018 13:32:36:313 | Release
SCN054805,A,1,Load ID 27279 S17-458J,P93Y4C,P93X98,P93Y48,P93Y8X | Load ID 27279 S17-458J,P93Y4C,P93X98,P93Y48,P93Y8X | Sterilization Documentation | A | Scanned (Hardcopy) Item | Released |  | NO | 02/07/2018 13:31:03:154 | Release
SCN053903,A,1,Load ID 23929 S16-323J N92N27, N92N3Z, N92N40, N92M98 | Load ID 23929 S16-323J N92N27, N92N3Z, N92N40, N92M98 | Sterilization Documentation | A | Scanned (Hardcopy) Item | Released |  | NO | 02/06/2018 13:31:46:111 | Release
PRC084380,A,7,Installation Qualification for Brick Laser Marker E17138 /Functional Tester Tooling Chamfer E17137 | Installation Qualification for Brick Laser Marker E17138 /Functional Tester Tooling Chamfer E17137 | Protocol Equipment Install Qual | A | Protocol | Released |  | NO | 02/02/2018 18:58:22:216 | Release
SCN055476,A,1,Load ID 26435 S17-283J P92X5W, P92X51, P92W55, P92X5A | Load ID 26435 S17-283J P92X5W, P92X51, P92W55, P92X5A | Sterilization Documentation | A | Scanned (Hardcopy) Item | Released |  | NO | 02/02/2018 16:41:33:990 | Release
SCN055462,A,1,Load ID 25998 S17-210J P92E0K, P92E2M, P92E2N, P92D1L | Load ID 25998 S17-210J P92E0K, P92E2M, P92E2N, P92D1L | Sterilization Documentation | A | Scanned (Hardcopy) Item | Released |  | NO | 02/02/2018 11:06:23:301 | Release
SCN055468,A,1,Load ID 26426 S17-281J P92X35, P92W0P | Load ID 26426 S17-281J P92X35, P92W0P | Sterilization Documentation | A | Scanned (Hardcopy) Item | Released |  | NO | 02/01/2018 16:06:34:347 | Release
SCN055457,A,1,Load ID 26427 S17-282J P92W68, P92X05, P92W8Z, P92X0W | Load ID 26427 S17-282J P92W68, P92X05, P92W8Z, P92X0W | Sterilization Documentation | A | Scanned (Hardcopy) Item | Released |  | NO | 02/01/2018 12:34:27:920 | Release
SCN054994,A,1,Load ID 26943 S17-360J,P93C7M,P93F60,P93E86,P93G2W | Load ID 26943 S17-360J,P93C7M,P93F60,P93E86,P93G2W | Sterilization Documentation | A | Scanned (Hardcopy) Item | Released |  | NO | 01/31/2018 19:29:59:700 | Release
SCN055002,A,1,Load ID 26981 S17-389J,P93H3P,P93G06,P93H3C,P93H3E | Load ID 26981 S17-389J,P93H3P,P93G06,P93H3C,P93H3E | Sterilization Documentation | A | Scanned (Hardcopy) Item | Released |  | NO | 01/31/2018 19:28:58:434 | Release
SCN055000,A,1,Load ID 26963 S17-385J,P93G2U,P93G8P,P93H2Z,P93F72 | Load ID 26963 S17-385J,P93G2U,P93G8P,P93H2Z,P93F72 | Sterilization Documentation | A | Scanned (Hardcopy) Item | Released |  | NO | 01/31/2018 19:27:05:588 | Release
SCN054995,A,1,Load ID 26951 S17-381J,P93G0F,P93G27,P93G51,P93G8K | Load ID 26951 S17-381J,P93G0F,P93G27,P93G51,P93G8K | Sterilization Documentation | A | Scanned (Hardcopy) Item | Released |  | NO | 01/31/2018 19:23:29:413 | Release
SCN055539,A,1,Load ID 25328 S17-079J P91J8E, P91H63 | Load ID 25328 S17-079J P91J8E, P91H63 | Sterilization Documentation | A | Scanned (Hardcopy) Item | Released |  | NO | 01/31/2018 18:23:57:375 | Release
SCN055531,A,1,Load ID 25314 S17-076J P91J8F, P91J12 | Load ID 25314 S17-076J P91J8F, P91J12 | Sterilization Documentation | A | Scanned (Hardcopy) Item | Released |  | NO | 01/31/2018 18:20:19:106 | Release
SCN054857,A,1,Load ID 25750 S17-167J P9232Z, P9238U, P92437, P9245R | Load ID 25750 S17-167J P9232Z, P9238U, P92437, P9245R | Sterilization Documentation | A | Scanned (Hardcopy) Item | Released |  | NO | 01/31/2018 11:27:31:095 | Release
SCN054815,A,1,Load ID 25824 S17-181J P9264C, P9265W, P9269T, P9269U | Load ID 25824 S17-181J P9264C, P9265W, P9269T, P9269U | Sterilization Documentation | A | Scanned (Hardcopy) Item | Released |  | NO | 01/31/2018 11:11:33:190 | Release
SCN054813,A,1,Load ID 25798 S17-177J P92600, P9253T | Load ID 25798 S17-177J P92600, P9253T | Sterilization Documentation | A | Scanned (Hardcopy) Item | Released |  | NO | 01/31/2018 11:07:53:953 | Release
SCN054811,A,1,Load ID 25789 S17-175J P9244U, P9255N, P9244R, P9257H | Load ID 25789 S17-175J P9244U, P9255N, P9244R, P9257H | Sterilization Documentation | A | Scanned (Hardcopy) Item | Released |  | NO | 01/31/2018 10:57:00:599 | Release
SCN055231,A,1,Load ID 26183 S17-239J P92M0D,P92L68,P92L69,P92L75 | Load ID 26183 S17-239J P92M0D,P92L68,P92L69,P92L75 | Sterilization Documentation | A | Scanned (Hardcopy) Item | Released |  | NO | 01/30/2018 17:35:08:036 | Release
SCN055230,A,1,Load ID 26279 S17-257J P92P4H,P92P93,P92P02 | Load ID 26279 S17-257J P92P4H,P92P93,P92P02 | Sterilization Documentation | A | Scanned (Hardcopy) Item | Released |  | NO | 01/30/2018 17:32:49:909 | Release
SCN055227,A,1,Load ID 26245 S17-249J P92N6X,P92N3E | Load ID 26245 S17-249J P92N6X,P92N3E | Sterilization Documentation | A | Scanned (Hardcopy) Item | Released |  | NO | 01/30/2018 17:30:52:798 | Release
SCN055224,A,1,Load ID 26219 S17-245J P92N14,P92M4T | Load ID 26219 S17-245J P92N14,P92M4T | Sterilization Documentation | A | Scanned (Hardcopy) Item | Released |  | NO | 01/30/2018 17:23:41:541 | Release
SCN055219,A,1,Load ID 26220 S17-246J P92M8N,P92M91,P92M28,P92N0H | Load ID 26220 S17-246J P92M8N,P92M91,P92M28,P92N0H | Sterilization Documentation | A | Scanned (Hardcopy) Item | Released |  | NO | 01/30/2018 17:18:03:599 | Release
SCN055682,A,1,Load ID 26917 S17-371J P93E5W,P93E6G,P93E3J,P93E8R | Load ID 26917 S17-371J P93E5W,P93E6G,P93E3J,P93E8R | Sterilization Documentation | A | Scanned (Hardcopy) Item | Released |  | NO | 01/30/2018 17:03:07:944 | Release
SCN055213,A,1,Load ID 26204 S17-243J P92M1N,P92M2J,P92M2K,P92M6W | Load ID 26204 S17-243J P92M1N,P92M2J,P92M2K,P92M6W | Sterilization Documentation | A | Scanned (Hardcopy) Item | Released |  | NO | 01/30/2018 16:55:09:531 | Release
SCN055211,A,1,Load ID 26267 S17-253J P92N8X,P92N9H,P92P23,P92P24 | Load ID 26267 S17-253J P92N8X,P92N9H,P92P23,P92P24 | Sterilization Documentation | A | Scanned (Hardcopy) Item | Released |  | NO | 01/30/2018 16:53:08:435 | Release
SCN055678,A,1,Load ID 26938 S17-379J P93F5W,P93F6D,P93E84,P93E88 | Load ID 26938 S17-379J P93F5W,P93F6D,P93E84,P93E88 | Sterilization Documentation | A | Scanned (Hardcopy) Item | Released |  | NO | 01/30/2018 16:49:55:167 | Release
SCN055677,A,1,Load ID 26994 S17-393J P93J5E,P93J29,P93J5C,P93H3F | Load ID 26994 S17-393J P93J5E,P93J29,P93J5C,P93H3F | Sterilization Documentation | A | Scanned (Hardcopy) Item | Released |  | NO | 01/30/2018 16:32:35:964 | Release
SCN055673,A,1,Load ID 27008 S17-398J P93J9J,P93J5U,P93K0V,P93K2M | Load ID 27008 S17-398J P93J9J,P93J5U,P93K0V,P93K2M | Sterilization Documentation | A | Scanned (Hardcopy) Item | Released |  | NO | 01/30/2018 15:59:30:137 | Release
SCN055671,A,1,Load ID 26992 S17-396J P93J9H,P93J60,P93K0C,P93H7X | Load ID 26992 S17-396J P93J9H,P93J60,P93K0C,P93H7X | Sterilization Documentation | A | Scanned (Hardcopy) Item | Released |  | NO | 01/30/2018 15:24:31:590 | Release
SCN055670,A,1,Load ID 26986 S17-391J P93J2L,P93G2F,P93G87,P93J1W | Load ID 26986 S17-391J P93J2L,P93G2F,P93G87,P93J1W | Sterilization Documentation | A | Scanned (Hardcopy) Item | Released |  | NO | 01/30/2018 15:18:58:131 | Release
SCN054936,A,1,Load ID 26638 S17-314J P9341E, P9339V | Load ID 26638 S17-314J P9341E, P9339V | Sterilization Documentation | A | Scanned (Hardcopy) Item | Released |  | NO | 01/29/2018 19:21:08:161 | Release
SCN054935,A,1,Load ID 26629 S17-312J P9325U, P9327U, P9343F, P9343G | Load ID 26629 S17-312J P9325U, P9327U, P9343F, P9343G | Sterilization Documentation | A | Scanned (Hardcopy) Item | Released |  | NO | 01/29/2018 19:20:23:848 | Release
SCN054931,A,1,Load ID 26671 S17-318J P9352Y, P9354A, P9330K, P9345C | Load ID 26671 S17-318J P9352Y, P9354A, P9330K, P9345C | Sterilization Documentation | A | Scanned (Hardcopy) Item | Released |  | NO | 01/29/2018 19:16:20:877 | Release
SCN054930,A,1,Load ID 26676 S17-321J P93590, P9348H, P93483, P9353Y | Load ID 26676 S17-321J P93590, P9348H, P93483, P9353Y | Sterilization Documentation | A | Scanned (Hardcopy) Item | Released |  | NO | 01/29/2018 19:15:20:939 | Release
SCN054927,A,1,Load ID 26705 S17-325J P9361T, P9365Y, P93556, P9363E | Load ID 26705 S17-325J P9361T, P9365Y, P93556, P9363E | Sterilization Documentation | A | Scanned (Hardcopy) Item | Released |  | NO | 01/29/2018 19:12:48:188 | Release
SCN054926,A,1,Load ID 26710 S17-326J P9371Z, P9365D, P9361N, P92T72 | Load ID 26710 S17-326J P9371Z, P9365D, P9361N, P92T72 | Sterilization Documentation | A | Scanned (Hardcopy) Item | Released |  | NO | 01/29/2018 19:11:52:672 | Release
SCN055417,A,1,Load ID 26307 S17-262J P92R32, P92P7H, P92T1D, P92P03 | Load ID 26307 S17-262J P92R32, P92P7H, P92T1D, P92P03 | Sterilization Documentation | A | Scanned (Hardcopy) Item | Released |  | NO | 01/29/2018 18:05:50:169 | Release
SCN055418,A,1,Load ID 26334 S17-265J P92R7M,P92T94,P92U2L,P92R7L | Load ID 26334 S17-265J P92R7M,P92T94,P92U2L,P92R7L | Sterilization Documentation | A | Scanned (Hardcopy) Item | Released |  | NO | 01/29/2018 18:01:52:276 | Release
SCN055401,A,1,Load ID 26084 S17-226J P92H15,P92H4H,P9249Z,P92H2E | Load ID 26084 S17-226J P92H15,P92H4H,P9249Z,P92H2E | Sterilization Documentation | A | Scanned (Hardcopy) Item | Released |  | NO | 01/29/2018 17:51:51:443 | Release
SCN055627,A,2,Load ID 26380 S17-275J P92W4Z, P92R71 | Load ID 26380 S17-275J P92W4Z, P92R71 | Sterilization Documentation | A | Scanned (Hardcopy) Item | Released |  | NO | 01/29/2018 17:37:27:030 | Release
SCN055628,A,1,Load ID 26379 S17-274J P92W2K, P92R72 | Load ID 26379 S17-274J P92W2K, P92R72 | Sterilization Documentation | A | Scanned (Hardcopy) Item | Released |  | NO | 01/29/2018 17:35:17:216 | Release
SCN055631,A,1,Load ID 26365 S17-271J P92R70, P92U6R, P92U3U, P92V13 | Load ID 26365 S17-271J P92R70, P92U6R, P92U3U, P92V13 | Sterilization Documentation | A | Scanned (Hardcopy) Item | Released |  | NO | 01/29/2018 17:27:11:087 | Release
SCN055259,A,1,Load ID 26276 S17-255J P92P32,P92P3E,P92P5G,P92P5H | Load ID 26276 S17-255J P92P32,P92P3E,P92P5G,P92P5H | Sterilization Documentation | A | Scanned (Hardcopy) Item | Released |  | NO | 01/29/2018 16:50:11:146 | Release
SCN055257,A,1,Load ID 26177 S17-238J P92L46,P92L24,P92L76,P92K67 | Load ID 26177 S17-238J P92L46,P92L24,P92L76,P92K67 | Sterilization Documentation | A | Scanned (Hardcopy) Item | Released |  | NO | 01/29/2018 16:40:48:766 | Release
SCN055255,A,1,Load ID 26163 S17-236J P92K60,P92L05,P92K7J,P92K3H | Load ID 26163 S17-236J P92K60,P92L05,P92K7J,P92K3H | Sterilization Documentation | A | Scanned (Hardcopy) Item | Released |  | NO | 01/29/2018 16:36:03:873 | Release
SCN055309,A,1,Load ID 25279 S17-070J P91E8P,P91H4C,P91H4D,P91G2J | Load ID 25279 S17-070J P91E8P,P91H4C,P91H4D,P91G2J | Sterilization Documentation | A | Scanned (Hardcopy) Item | Released |  | NO | 01/29/2018 16:13:35:080 | Release
SCN055299,A,1,Load ID 25278 S17-069J P93P8E,P9101G,P91F89,P91G9Y | Load ID 25278 S17-069J P93P8E,P9101G,P91F89,P91G9Y | Sterilization Documentation | A | Scanned (Hardcopy) Item | Released |  | NO | 01/29/2018 15:53:10:148 | Release
PRC082680,A,2,Alternate Electrode EB1 Build | Alternate Electrode EB1 Build | None | A | Engineering Study | Released |  | NO | 01/29/2018 14:08:24:782 | Release
SCN055380,A,1,Load ID 26538 S17-298J P93021, P93115, P9306L, P93116 | Load ID 26538 S17-298J P93021, P93115, P9306L, P93116 | Sterilization Documentation | A | Scanned (Hardcopy) Item | Released |  | NO | 01/26/2018 18:31:19:386 | Release
SCN055379,A,1,Load ID 26507 S17-293J P92Z2L, P92Z0D, P9301N, P92Z4V | Load ID 26507 S17-293J P92Z2L, P92Z0D, P9301N, P92Z4V | Sterilization Documentation | A | Scanned (Hardcopy) Item | Released |  | NO | 01/26/2018 18:23:16:335 | Release
SCN055359,A,1,Load ID 26498 S17-292J P9301M, P92Y89, P92Y5P, P92Z0C | Load ID 26498 S17-292J P9301M, P92Y89, P92Y5P, P92Z0C | Sterilization Documentation | A | Scanned (Hardcopy) Item | Released |  | NO | 01/26/2018 18:10:02:781 | Release
SCN055337,A,1,Load ID 26478 S17-290J P92Y5U, P92Y5D, P92Y8C, P92X9Y | Load ID 26478 S17-290J P92Y5U, P92Y5D, P92Y8C, P92X9Y | Sterilization Documentation | A | Scanned (Hardcopy) Item | Released |  | NO | 01/26/2018 18:07:47:858 | Release
SCN055788,A,1,Load ID 26846 S17-354J P93A7C,P9399T,P93A1L,P93A71 | Load ID 26846 S17-354J P93A7C,P9399T,P93A1L,P93A71 | Sterilization Documentation | A | Scanned (Hardcopy) Item | Released |  | NO | 01/26/2018 18:03:58:591 | Release
SCN055333,A,1,Load ID 26465 S17-289J P92Y25, P92X3W, P92X63, P92Y1F | Load ID 26465 S17-289J P92Y25, P92X3W, P92X63, P92Y1F | Sterilization Documentation | A | Scanned (Hardcopy) Item | Released |  | NO | 01/26/2018 18:01:07:043 | Release
SCN055785,A,1,Load ID 26788 S17-343J P9381M,P9389H,P9390D,P93876 | Load ID 26788 S17-343J P9381M,P9389H,P9390D,P93876 | Sterilization Documentation | A | Scanned (Hardcopy) Item | Released |  | NO | 01/26/2018 17:58:59:088 | Release
SCN055323,A,1,Load ID 26448 S17-284 P92X9Z, P92X9T | Load ID 26448 S17-284 P92X9Z, P92X9T | Sterilization Documentation | A | Scanned (Hardcopy) Item | Released |  | NO | 01/26/2018 17:58:50:901 | Release
SCN055170,A,1,Load ID 27351 S17-474J P94236, P94168, P94169, P93Z5V | Load ID 27351 S17-474J P94236, P94168, P94169, P93Z5V | Sterilization Documentation | A | Scanned (Hardcopy) Item | Released |  | NO | 01/26/2018 17:56:31:884 | Release
SCN055856,A,1,Load ID 25470 S17-109J P91N9U,P91T0P,P91T8H,P91T8L | Load ID 25470 S17-109J P91N9U,P91T0P,P91T8H,P91T8L | Sterilization Documentation | A | Scanned (Hardcopy) Item | Released |  | NO | 01/26/2018 17:52:45:570 | Release
SCN055173,A,1,Load ID 27374 S17-478J P9420R, P94297, P9425G, P9424A | Load ID 27374 S17-478J P9420R, P94297, P9425G, P9424A | Sterilization Documentation | A | Scanned (Hardcopy) Item | Released |  | NO | 01/26/2018 17:48:06:489 | Release
SCN055174,A,1,Load ID 26735 S17-333J P93352, P9376K, P9370D, P9370E | Load ID 26735 S17-333J P93352, P9376K, P9370D, P9370E | Sterilization Documentation | A | Scanned (Hardcopy) Item | Released |  | NO | 01/26/2018 17:45:43:175 | Release
SCN055175,A,1,Load ID 26719 S17-329J P9374X, P9352U, P9352V, P93651 | Load ID 26719 S17-329J P9374X, P9352U, P9352V, P93651 | Sterilization Documentation | A | Scanned (Hardcopy) Item | Released |  | NO | 01/26/2018 17:33:36:638 | Release
PRC084445,A,1,GRR for Brick PVA Glue for Part Presence | GRR for Brick PVA Glue for Part Presence | None | A | Engineering Study | Working |  | NO | 01/26/2018 15:07:06:078 | NA_ejohns60
SCN055801,A,1,Load ID 25694 S17-157J P9225G, P92305, P92306, P92289 | Load ID 25694 S17-157J P9225G, P92305, P92306, P92289 | Sterilization Documentation | A | Scanned (Hardcopy) Item | Released |  | NO | 01/26/2018 13:05:55:657 | Release
SCN054889,A,1,Load ID 25623 S17-142J P91X65, P91Y1J, P92031, P92077 | Load ID 25623 S17-142J P91X65, P91Y1J, P92031, P92077 | Sterilization Documentation | A | Scanned (Hardcopy) Item | Released |  | NO | 01/25/2018 19:10:21:670 | Release
SCN054880,A,1,Load ID 25620 S17-141J P91N3C, P9200D, P91Z52, P92033 | Load ID 25620 S17-141J P91N3C, P9200D, P91Z52, P92033 | Sterilization Documentation | A | Scanned (Hardcopy) Item | Released |  | NO | 01/25/2018 19:06:50:512 | Release
SCN054974,A,1,Load ID 27017 S17-399J,P93K3Y,P93J61,P93H31,P93H8P | Load ID 27017 S17-399J,P93K3Y,P93J61,P93H31,P93H8P | Sterilization Documentation | A | Scanned (Hardcopy) Item | Released |  | NO | 01/25/2018 18:57:48:116 | Release
SCN055488,A,1,Load ID 27169 S17-437J P93T52,P93T5K,P93T6V,P93U3H | Load ID 27169 S17-437J P93T52,P93T5K,P93T6V,P93U3H | Sterilization Documentation | A | Scanned (Hardcopy) Item | Released |  | NO | 01/25/2018 18:16:11:876 | Release
SCN055621,A,1,Load ID 25349 S17-086J P91J14, P91J5Z, P91L1X, P91L0X | Load ID 25349 S17-086J P91J14, P91J5Z, P91L1X, P91L0X | Sterilization Documentation | A | Scanned (Hardcopy) Item | Released |  | NO | 01/25/2018 18:08:38:248 | Release
SCN055646,A,1,Load ID 25910 S17-197J P92A05, P92A3X | Load ID 25910 S17-197J P92A05, P92A3X | Sterilization Documentation | A | Scanned (Hardcopy) Item | Released |  | NO | 01/25/2018 17:29:40:118 | Release
SCN055644,A,1,Load ID 25913 S17-196J P9298M, P9298T | Load ID 25913 S17-196J P9298M, P9298T | Sterilization Documentation | A | Scanned (Hardcopy) Item | Released |  | NO | 01/25/2018 17:23:14:974 | Release
SCN055794,A,1,Load ID 25675 S17-151J P91Z1M, P9219P, P9219R, P9215U | Load ID 25675 S17-151J P91Z1M, P9219P, P9219R, P9215U | Sterilization Documentation | A | Scanned (Hardcopy) Item | Released |  | NO | 01/25/2018 17:20:05:566 | Release
SCN055479,A,1,Load ID 27067 S17-411J P93M3M,P93K9G,P93M0L,P93L76 | Load ID 27067 S17-411J P93M3M,P93K9G,P93M0L,P93L76 | Sterilization Documentation | A | Scanned (Hardcopy) Item | Released |  | NO | 01/25/2018 17:17:30:487 | Release
SCN055639,A,1,Load ID 26741 S17-332J P9374Y, P93593, P93662, P9368M | Load ID 26741 S17-332J P9374Y, P93593, P93662, P9368M | Sterilization Documentation | A | Scanned (Hardcopy) Item | Released |  | NO | 01/25/2018 17:15:14:080 | Release
SCN055638,A,1,Load ID 26745 S17-337J P9384A, P9365E, P9374V, P93722 | Load ID 26745 S17-337J P9384A, P9365E, P9374V, P93722 | Sterilization Documentation | A | Scanned (Hardcopy) Item | Released |  | NO | 01/25/2018 17:13:02:703 | Release
SCN055635,A,1,Load ID 26664 S17-316J P93456, P93503, P9343H, P93482 | Load ID 26664 S17-316J P93456, P93503, P9343H, P93482 | Sterilization Documentation | A | Scanned (Hardcopy) Item | Released |  | NO | 01/25/2018 17:07:41:888 | Release
SCN055483,A,1,Load ID 27120 S17-427J P93R4V,P93R4F,P93R4G,P93R5N | Load ID 27120 S17-427J P93R4V,P93R4F,P93R4G,P93R5N | Sterilization Documentation | A | Scanned (Hardcopy) Item | Released |  | NO | 01/25/2018 16:57:22:242 | Release
SCN055480,A,1,Load ID 27076 S17-413J P93M3X,P93M8T,P93M1T | Load ID 27076 S17-413J P93M3X,P93M8T,P93M1T | Sterilization Documentation | A | Scanned (Hardcopy) Item | Released |  | NO | 01/25/2018 16:45:33:111 | Release
SCN055773,A,1,Load ID 25590 S17-132J P91W71, P91Y4M, P91Y4X, P91Y1N | Load ID 25590 S17-132J P91W71, P91Y4M, P91Y4X, P91Y1N | Sterilization Documentation | A | Scanned (Hardcopy) Item | Released |  | NO | 01/25/2018 13:55:24:664 | Release
SCN055780,A,1,Load ID 26813 S17-346J P93A0Y, P93943, P9396A, P93944 | Load ID 26813 S17-346J P93A0Y, P93943, P9396A, P93944 | Sterilization Documentation | A | Scanned (Hardcopy) Item | Released |  | NO | 01/25/2018 13:38:48:671 | Release
SCN055783,A,1,Load ID 26823 S17-353J P93A9T, P93A4V | Load ID 26823 S17-353J P93A9T, P93A4V | Sterilization Documentation | A | Scanned (Hardcopy) Item | Released |  | NO | 01/25/2018 13:31:36:901 | Release
SCN055768,A,1,Load ID 25581 S17-131J, P91W1T, P91K68, P91W7N, P91X49 | Load ID 25581 S17-131J, P91W1T, P91K68, P91W7N, P91X49 | Sterilization Documentation | A | Scanned (Hardcopy) Item | Released |  | NO | 01/25/2018 13:14:43:940 | Release
SCN055733,A,1,Load ID 25510 S17-117J, P91R55, P91U39, P91V42, P91U8E | Load ID 25510 S17-117J, P91R55, P91U39, P91V42, P91U8E | Sterilization Documentation | A | Scanned (Hardcopy) Item | Released |  | NO | 01/25/2018 12:55:19:305 | Release
SCN055687,A,1,Load ID 25068 S17-032J N93P8Y, P91175, P91515 | Load ID 25068 S17-032J N93P8Y, P91175, P91515 | Sterilization Documentation | A | Scanned (Hardcopy) Item | Released |  | NO | 01/24/2018 18:49:10:521 | Release
SCN055686,A,1,Load ID 25069 S17-033J P91110, P91679 | Load ID 25069 S17-033J P91110, P91679 | Sterilization Documentation | A | Scanned (Hardcopy) Item | Released |  | NO | 01/24/2018 18:47:10:004 | Release
SCN055242,A,1,Load ID 27339 S17-470J P94173, P9418N, P93Y81 | Load ID 27339 S17-470J P94173, P9418N, P93Y81 | Sterilization Documentation | A | Scanned (Hardcopy) Item | Released |  | NO | 01/24/2018 18:43:47:050 | Release
SCN055244,A,1,Load ID 27338 S17-469J P9416A, P94077, P9410N, P9410X | Load ID 27338 S17-469J P9416A, P94077, P9410N, P9410X | Sterilization Documentation | A | Scanned (Hardcopy) Item | Released |  | NO | 01/24/2018 18:41:06:283 | Release
SCN055724,A,1,Load ID 26881 S17-363J P93D7L, P93D30, P93D14, P93D2X | Load ID 26881 S17-363J P93D7L, P93D30, P93D14, P93D2X | Sterilization Documentation | A | Scanned (Hardcopy) Item | Released |  | NO | 01/24/2018 18:40:37:532 | Release
SCN055310,A,1,Load ID 25906 S17-193J P9294Z, P92957, P92906, P9292W | Load ID 25906 S17-193J P9294Z, P92957, P92906, P9292W | Sterilization Documentation | A | Scanned (Hardcopy) Item | Released |  | NO | 01/24/2018 18:38:30:844 | Release
SCN055512,A,1,Load ID 25369 S17-092J P91M2M, P91L72 | Load ID 25369 S17-092J P91M2M, P91L72 | Sterilization Documentation | A | Scanned (Hardcopy) Item | Released |  | NO | 01/24/2018 18:37:52:359 | Release
SCN055509,A,1,Load ID 25364 S17-090J P91M2L, P91K5T | Load ID 25364 S17-090J P91M2L, P91K5T | Sterilization Documentation | A | Scanned (Hardcopy) Item | Released |  | NO | 01/24/2018 18:35:56:139 | Release
SCN055388,A,1,Load ID 25944 S17-201J P92A78, P92C48, P92A5E, P92C3A | Load ID 25944 S17-201J P92A78, P92C48, P92A5E, P92C3A | Sterilization Documentation | A | Scanned (Hardcopy) Item | Released |  | NO | 01/24/2018 18:31:50:669 | Release
SCN055387,A,1,Load ID 25956 S17-203J P92C2J, P92C1Y, P92C1Z, P92C2E | Load ID 25956 S17-203J P92C2J, P92C1Y, P92C1Z, P92C2E | Sterilization Documentation | A | Scanned (Hardcopy) Item | Released |  | NO | 01/24/2018 18:29:38:839 | Release
SCN055715,A,1,Load ID 26863 S17-359J P93A9W, P93C39, P93C2X, P93C9U | Load ID 26863 S17-359J P93A9W, P93C39, P93C2X, P93C9U | Sterilization Documentation | A | Scanned (Hardcopy) Item | Released |  | NO | 01/24/2018 18:28:24:167 | Release
SCN055024,A,1,Load ID 27091 S17-418J,P93P2U,P93N06,P93M1U | Load ID 27091 S17-418J,P93P2U,P93N06,P93M1U | Sterilization Documentation | A | Scanned (Hardcopy) Item | Released |  | NO | 01/24/2018 18:25:39:978 | Release
SCN055023,A,1,Load ID 27060 S17-409J,P93L9E,P93L98,P93M0P | Load ID 27060 S17-409J,P93L9E,P93L98,P93M0P | Sterilization Documentation | A | Scanned (Hardcopy) Item | Released |  | NO | 01/24/2018 18:24:27:493 | Release
SCN055022,A,1,Load ID 27102 S17-422J,P93R0X,P93N7G,P93N7H,P93P2E | Load ID 27102 S17-422J,P93R0X,P93N7G,P93N7H,P93P2E | Sterilization Documentation | A | Scanned (Hardcopy) Item | Released |  | NO | 01/24/2018 18:22:16:289 | Release
SCN055366,A,1,Load ID 25980 S17-207J P92C6L, P92D1F, P92D5F, P92E01 | Load ID 25980 S17-207J P92C6L, P92D1F, P92D5F, P92E01 | Sterilization Documentation | A | Scanned (Hardcopy) Item | Released |  | NO | 01/24/2018 18:21:25:413 | Release
SCN055021,A,1,Load ID 27113 S17-423J,P93R4C,P93N01,P93P26,P93P60 | Load ID 27113 S17-423J,P93R4C,P93N01,P93P26,P93P60 | Sterilization Documentation | A | Scanned (Hardcopy) Item | Released |  | NO | 01/24/2018 18:20:52:897 | Release
SCN055020,A,1,Load ID 27103 S17-421J,P93P53,P93N5A,P93P61,P93P0M | Load ID 27103 S17-421J,P93P53,P93N5A,P93P61,P93P0M | Sterilization Documentation | A | Scanned (Hardcopy) Item | Released |  | NO | 01/24/2018 18:18:38:756 | Release
SCN055019,A,1,Load ID 27105 S17-425J,P93R4H,P93P7H,P93L5A,P93R0Z | Load ID 27105 S17-425J,P93R4H,P93P7H,P93L5A,P93R0Z | Sterilization Documentation | A | Scanned (Hardcopy) Item | Released |  | NO | 01/24/2018 18:17:11:286 | Release
SCN055018,A,1,Load ID 27071 S17-416J,P93M8V,P93M95,P93N52,P93N00 | Load ID 27071 S17-416J,P93M8V,P93M95,P93N52,P93N00 | Sterilization Documentation | A | Scanned (Hardcopy) Item | Released |  | NO | 01/24/2018 18:15:10:394 | Release
SCN055357,A,2,Load ID 27361 S17-475J P94241, P9421J, P9418A, P9420C | Load ID 27361 S17-475J P94241, P9421J, P9418A, P9420C | Sterilization Documentation | A | Scanned (Hardcopy) Item | Released |  | NO | 01/24/2018 18:14:44:582 | Release
SCN055732,A,1,Load ID 26892 S17-367J P93E25, P93E2R, P93E2P, P93E4G | Load ID 26892 S17-367J P93E25, P93E2R, P93E2P, P93E4G | Sterilization Documentation | A | Scanned (Hardcopy) Item | Released |  | NO | 01/24/2018 18:09:38:251 | Release
SCN055015,A,1,Load ID 27084 S17-420J,P93P01,P93N4H,P93N6P | Load ID 27084 S17-420J,P93P01,P93N4H,P93N6P | Sterilization Documentation | A | Scanned (Hardcopy) Item | Released |  | NO | 01/24/2018 18:03:17:279 | Release
SCN055013,A,1,Load ID 27059 S17-410J,P93M12,P93L6K,P93L6L,P93L47 | Load ID 27059 S17-410J,P93M12,P93L6K,P93L6L,P93L47 | Sterilization Documentation | A | Scanned (Hardcopy) Item | Released |  | NO | 01/24/2018 17:59:32:855 | Release
SCN055761,A,1,Load ID 25547 S17-124J P91V0Z, P91W2J, P91W4N, P91W96 | Load ID 25547 S17-124J P91V0Z, P91W2J, P91W4N, P91W96 | Sterilization Documentation | A | Scanned (Hardcopy) Item | Released |  | NO | 01/24/2018 17:28:38:589 | Release
SCN055755,A,1,Load ID 25544 S17-122J P91U0W, P91U6H, P91V6C, P91V3M | Load ID 25544 S17-122J P91U0W, P91U6H, P91V6C, P91V3M | Sterilization Documentation | A | Scanned (Hardcopy) Item | Released |  | NO | 01/24/2018 17:26:12:463 | Release
SCN055797,A,1,Load ID 25689 S17-153J P9200U, P9218N, P92239, P9213C, P91X8D, P91X8E | Load ID 25689 S17-153J P9200U, P9218N, P92239, P9213C, P91X8D, P91X8E | Sterilization Documentation | A | Scanned (Hardcopy) Item | In Review |  | NO | 01/23/2018 17:06:34:029 | WIP
SCN055752,A,1,Load ID 25495 S17-110J P91R0H, P91T35, P91T9T, P91T9U | Load ID 25495 S17-110J P91R0H, P91T35, P91T9T, P91T9U | Sterilization Documentation | A | Scanned (Hardcopy) Item | In Review |  | NO | 01/23/2018 13:29:21:298 | WIP
DOC021992,C,1,Delta X Definition of Symbol and Drawing Note | Delta X Definition of Symbol and Drawing Note | None | C | EPI Generic Document | Released |  | NO | 01/22/2018 09:32:54:915 | Release
DOC021992,A,2,Delta X Definition of Symbol and Drawing Note | Delta X Definition of Symbol and Drawing Note | None | A | EPI Generic Document | Released |  | NO | 01/22/2018 09:32:54:180 | Release
DOC021992,B,1,Delta X Definition of Symbol and Drawing Note | Delta X Definition of Symbol and Drawing Note | None | B | EPI Generic Document | Released |  | NO | 01/22/2018 09:32:53:712 | Release
SCN055009,A,1,Load ID 27047 S17-406J,P93L6R,P93L41,P93L5T | Load ID 27047 S17-406J,P93L6R,P93L41,P93L5T | Sterilization Documentation | A | Scanned (Hardcopy) Item | Released |  | NO | 01/17/2018 18:46:35:393 | Release
SCN055008,A,1,Load ID 27030 S17-404J,P93K9L,P93K8H,P93L25,P93K09 | Load ID 27030 S17-404J,P93K9L,P93K8H,P93L25,P93K09 | Sterilization Documentation | A | Scanned (Hardcopy) Item | Released |  | NO | 01/17/2018 18:43:34:640 | Release
SCN055007,A,1,Load ID 27029 S17-403J,P93K8E,P93K8J,P93K9F,P93K4H | Load ID 27029 S17-403J,P93K8E,P93K8J,P93K9F,P93K4H | Sterilization Documentation | A | Scanned (Hardcopy) Item | Released |  | NO | 01/17/2018 18:13:58:223 | Release
SCN055373,A,1,Load ID 25203 S17-054J, P9105R, P9146H, P91A80 | Load ID 25203 S17-054J, P9105R, P9146H, P91A80 | Sterilization Documentation | A | Scanned (Hardcopy) Item | Released |  | NO | 01/16/2018 18:43:03:360 | Release
SCN055377,A,1,Load ID 26341 S17-268J P92U40,P92R6Z | Load ID 26341 S17-268J P92U40,P92R6Z | Sterilization Documentation | A | Scanned (Hardcopy) Item | Released |  | NO | 01/16/2018 18:19:42:882 | Release
SCN055400,A,1,Load ID 26077 S17-225J P92G01,P92041,P92G88 | Load ID 26077 S17-225J P92G01,P92041,P92G88 | Sterilization Documentation | A | Scanned (Hardcopy) Item | Released |  | NO | 01/16/2018 18:06:37:057 | Release
SCN055398,A,1,Load ID 26057 S17-222J P92G8N,P92E60 | Load ID 26057 S17-222J P92G8N,P92E60 | Sterilization Documentation | A | Scanned (Hardcopy) Item | Released |  | NO | 01/16/2018 17:47:23:524 | Release
SCN055450,A,1,Load ID 26585 S17-305J P9318G, P9309X, P9320D, P9322U | Load ID 26585 S17-305J P9318G, P9309X, P9320D, P9322U | Sterilization Documentation | A | Scanned (Hardcopy) Item | Released |  | NO | 01/16/2018 17:38:24:907 | Release
SCN055447,A,1,Load ID 26607 S17-311J P93223, P9322V, P9324E, P9325J | Load ID 26607 S17-311J P93223, P9322V, P9324E, P9325J | Sterilization Documentation | A | Scanned (Hardcopy) Item | Released |  | NO | 01/16/2018 17:34:31:309 | Release
SCN055446,A,1,Load ID 26580 S17-303J P9314Z, P9319E, P9320C, P9319D | Load ID 26580 S17-303J P9314Z, P9319E, P9320C, P9319D | Sterilization Documentation | A | Scanned (Hardcopy) Item | Released |  | NO | 01/16/2018 17:32:04:073 | Release
PRC083720,B,2,Confirmation Run Parameters for Shrink wrap lantech E12670 | Confirmation Run Parameters for Shrink wrap lantech E12670 | None | B | Engineering Study | Working |  | YES | 01/15/2018 12:10:35:706 | NA_aherre10
PRC083720,B,1,Confirmation Run Parameters for Shrink wrap lantech E12670 | Confirmation Run Parameters for Shrink wrap lantech E12670 | None | B | Engineering Study | Working |  | NO | 01/15/2018 12:10:34:268 | WIP
PRC083720,A,6,Confirmation Run Parameters for Shrink wrap lantech E12670 | Confirmation Run Parameters for Shrink wrap lantech E12670 | None | A | Engineering Study | Released |  | NO | 01/15/2018 12:10:25:284 | Release
PSB004642,A,3,Brick Service Studies 2017 | Brick Service Studies 2017 | Service Study | A | Preclinical Study Binder | Released |  | NO | 01/09/2018 13:39:56:732 | Release
PRC083290,A,2,Line 147 - E17119 fixture's nut material change | Line 147 - E17119 fixture's nut material change | None | A | Engineering Study | Released |  | NO | 12/18/2017 18:40:22:295 | Release
PRC082449,A,1,Brick TAZ Measurement System Analysis | Brick TAZ Measurement System Analysis | None | A | Engineering Study | Released |  | NO | 12/18/2017 15:12:53:984 | Release
PRC083635,A,3,Brick - Return Contact - Deformation Testing | Brick - Return Contact - Deformation Testing | None | A | Engineering Study | Released |  | NO | 12/18/2017 14:51:15:269 | Release
PRC081887,B,4,Brick ECR0000912 Design Verification Test | Brick ECR0000912 Design Verification Test | None | B | Engineering Study | Released |  | NO | 12/18/2017 11:16:56:199 | Release
PRC082097,A,2,Brick Knife Return Master | Brick Knife Return Master | None | A | Engineering Study | Released |  | NO | 12/13/2017 12:07:15:606 | Release
PRC082341,A,2,Brick Outer Tube Ejection Force | Brick Outer Tube Ejection Force | None | A | Engineering Study | Released |  | NO | 12/12/2017 11:49:46:041 | Release
PRC083244,A,8,Completion Report for Brick New Main Spring/Eeprom | Completion Report for Brick New Main Spring/Eeprom | None | A | Completion Report | Released |  | NO | 12/12/2017 11:35:21:673 | Release
PRC083412,A,2,Brick - Thermal evaluation of staple temperature with updated ECR912 EEPROM parameters | Brick - Thermal evaluation of staple temperature with updated ECR912 EEPROM parameters | None | A | Engineering Study | Released |  | NO | 12/12/2017 11:35:21:563 | Release
PRC077076,C,9,Attribute GR&R, Evaluation of Brick Proximal Shaft Assembly Vision System, E17126 | Attribute GR&R, Evaluation of Brick Proximal Shaft Assembly Vision System, E17126 | None | C | Engineering Study | Released |  | NO | 12/12/2017 11:35:21:454 | Release
DOC022421,D,2,Project Brick - Design Verification Tests Summary | Project Brick - Design Verification Tests Summary | None | D | EPI Generic Document | Released |  | NO | 12/04/2017 15:10:42:182 | Release
DOC022421,A,1,Project Brick - Design Verification Tests Summary | Project Brick - Design Verification Tests Summary | None | A | EPI Generic Document | Released |  | NO | 12/04/2017 15:10:41:119 | Release
DOC022421,B,1,Project Brick - Design Verification Tests Summary | Project Brick - Design Verification Tests Summary | None | B | EPI Generic Document | Released |  | NO | 12/04/2017 15:10:40:713 | Release
DOC022421,C,2,Project Brick - Design Verification Tests Summary | Project Brick - Design Verification Tests Summary | None | C | EPI Generic Document | Released |  | NO | 12/04/2017 15:10:40:291 | Release
PRC083430,A,8,Criticality Assessment for Shrink wrap lantech | Criticality Assessment for Shrink wrap lantech | None | A | Engineering Study | Released |  | NO | 11/29/2017 15:32:52:704 | Release
PRC072150,C,4,Brick Clamp Force Transfer Function Validation | Brick Clamp Force Transfer Function Validation | None | C | Engineering Study | Released |  | NO | 11/28/2017 15:32:13:265 | Release
PRC072150,A,2,Brick Clamp Force Transfer Function Validation | Brick Clamp Force Transfer Function Validation | None | A | Engineering Study | Released |  | NO | 11/28/2017 15:32:12:375 | Release
PRC072150,B,5,Brick Clamp Force Transfer Function Validation | Brick Clamp Force Transfer Function Validation | None | B | Engineering Study | Released |  | NO | 11/28/2017 15:32:11:890 | Release
PSP005916,A,2,Archival Submission Form- For NAMSA MEMOS FOR INQUIRIES FOR BRICK STUDIES | Archival Submission Form- For NAMSA MEMOS FOR INQUIRIES FOR BRICK STUDIES | Study Data | A | Study Document | Released |  | NO | 11/20/2017 09:45:55:481 | Release
PSP005915,A,2,,NAMSA MEMOS FOR INQUIRIES FOR BRICK STUDIES | ,NAMSA MEMOS FOR INQUIRIES FOR BRICK STUDIES | Study Data | A | Study Document | Released |  | NO | 11/20/2017 09:44:01:450 | Release
PRC083055,A,3,Parameters Creation for E16520 ID ES2445 Sand Blast Machine | Parameters Creation for E16520 ID ES2445 Sand Blast Machine | None | A | Engineering Study | Released |  | NO | 11/17/2017 11:58:34:253 | Release
PRC081263,A,4,Brick Closure Lever Tests ECR0000912 | Brick Closure Lever Tests ECR0000912 | None | A | Engineering Study | Released |  | NO | 11/14/2017 15:40:06:391 | Release
PRC083492,A,5,Installation of additional cylinders in conveyor | Installation of additional cylinders in conveyor | Protocol Equipment Install Qual | A | Protocol | Released |  | NO | 11/02/2017 13:36:55:473 | Release
PRC077076,A,2,Attribute GR&R, Evaluation of Brick Proximal Shaft Assembly Vision System, E17126 | Attribute GR&R, Evaluation of Brick Proximal Shaft Assembly Vision System, E17126 | None | A | Engineering Study | Released |  | NO | 10/30/2017 13:49:21:822 | Release
PRC077076,B,2,Attribute GR&R, Evaluation of Brick Proximal Shaft Assembly Vision System, E17126 | Attribute GR&R, Evaluation of Brick Proximal Shaft Assembly Vision System, E17126 | None | B | Engineering Study | Released |  | NO | 10/30/2017 13:49:21:463 | Release
PRC081887,A,3,Brick ECR0000912 Design Verification Test | Brick ECR0000912 Design Verification Test | None | A | Engineering Study | Released |  | NO | 10/27/2017 09:07:09:960 | Release
PRC083243,A,7,Performance Qualification for Brick New Main Spring/Eeprom Validation | Performance Qualification for Brick New Main Spring/Eeprom Validation | Protocol Performance Qualification | A | Protocol | Released |  | NO | 10/26/2017 11:43:25:941 | Release
PRC081664,A,2,Brick and Floyd PI EEPROM Reader Software Validation Completion Report | Brick and Floyd PI EEPROM Reader Software Validation Completion Report | None | A | Completion Report | Released |  | NO | 10/23/2017 17:15:33:260 | Release
PRC083186,B,2,Brick - Jaw Flash in Knife Slot | Brick - Jaw Flash in Knife Slot | None | B | Engineering Study | Released |  | NO | 10/20/2017 14:56:43:878 | Release
PRC083186,A,2,Brick - Jaw Flash in Knife Slot | Brick - Jaw Flash in Knife Slot | None | A | Engineering Study | Released |  | NO | 10/20/2017 14:56:43:206 | Release
PRC083118,A,1,Compatibility Test (TOST) on tip Force Measurement Current Fixture vs New Fixtures | Compatibility Test (TOST) on tip Force Measurement Current Fixture vs New Fixtures | None | A | Engineering Study | Rejected |  | NO | 10/16/2017 10:44:06:725 | WIP
PRC083064,A,4,OQ/PQ for components lubricated in Open Sodium (Independencia plant) | OQ/PQ for components lubricated in Open Sodium (Independencia plant) | Protocol Operation Qualification | A | Protocol | Released |  | NO | 10/11/2017 19:16:14:976 | Release
PRC081033,B,2,Brick Etched Knives Functional Testing | Brick Etched Knives Functional Testing | None | B | Engineering Study | Released |  | NO | 10/09/2017 16:57:23:753 | Release
PRC081033,A,2,Brick Etched Knives Functional Testing | Brick Etched Knives Functional Testing | None | A | Engineering Study | Released |  | NO | 10/09/2017 16:57:23:019 | Release
PRC081032,B,4,Brick Etched Knife Functional Test Build | Brick Etched Knife Functional Test Build | None | B | Engineering Study | Released |  | NO | 10/09/2017 16:42:59:115 | Release
PRC081032,A,2,Brick Etched Knife Functional Test Build | Brick Etched Knife Functional Test Build | None | A | Engineering Study | Released |  | NO | 10/09/2017 16:42:58:459 | Release
PRC083071,A,3,Brick Lower Electrode D39443G01 Visual Inspection GR&R | Brick Lower Electrode D39443G01 Visual Inspection GR&R | None | A | Engineering Study | Released |  | NO | 10/06/2017 16:03:34:439 | Release
PRC081449,A,4,Software Validation for ENSEAL PI EEPROM Reader | Software Validation for ENSEAL PI EEPROM Reader | Protocol Software Validation | A | Protocol | Released |  | NO | 09/22/2017 12:25:39:550 | Release
PRC075407,C,3,BRICK - ENGINEERING PILOT 1.0 COMPLETION REPORT | BRICK - ENGINEERING PILOT 1.0 COMPLETION REPORT | None | C | Completion Report | Released |  | NO | 09/22/2017 12:19:15:013 | Release
PRC075407,A,7,BRICK - ENGINEERING PILOT 1.0 COMPLETION REPORT | BRICK - ENGINEERING PILOT 1.0 COMPLETION REPORT | None | A | Completion Report | Released |  | NO | 09/22/2017 12:19:13:982 | Release
PRC075407,B,6,BRICK - ENGINEERING PILOT 1.0 COMPLETION REPORT | BRICK - ENGINEERING PILOT 1.0 COMPLETION REPORT | None | B | Completion Report | Released |  | NO | 09/22/2017 12:19:13:622 | Release
PRC072616,C,1,Project Brick Accelerated Aging, 2 Year Completion Report | Project Brick Accelerated Aging, 2 Year Completion Report | None | C | Completion Report | Released |  | NO | 09/21/2017 13:53:45:837 | Release
PRC072616,A,3,Project Brick Accelerated Aging, 2 and 5 Year Completion Report | Project Brick Accelerated Aging, 2 and 5 Year Completion Report | None | A | Completion Report | Released |  | NO | 09/21/2017 13:53:44:994 | Release
PRC072616,B,4,Project Brick Accelerated Aging, 2 Year Completion Report | Project Brick Accelerated Aging, 2 Year Completion Report | None | B | Completion Report | Released |  | NO | 09/21/2017 13:53:44:572 | Release
PRC076577,B,4,Brick Engineering Pilot 1.5 Completion Report | Brick Engineering Pilot 1.5 Completion Report | None | B | Completion Report | Released |  | NO | 09/21/2017 09:20:57:325 | Release
PRC076577,A,5,Brick Engineering Pilot 1.5 Completion Report | Brick Engineering Pilot 1.5 Completion Report | None | A | Completion Report | Released |  | NO | 09/21/2017 09:20:56:075 | Release
PRC076883,C,9,Brick - Engineering Pilot Testing Completion Report Build 1.5 | Brick - Engineering Pilot Testing Completion Report Build 1.5 | None | C | Completion Report | Released |  | NO | 09/21/2017 09:16:06:539 | Release
PRC076883,A,3,Brick - Engineering Pilot Testing Completion Report Build 1.5 | Brick - Engineering Pilot Testing Completion Report Build 1.5 | None | A | Completion Report | Released |  | NO | 09/21/2017 09:16:05:648 | Release
PRC076883,B,4,Brick - Engineering Pilot Testing Completion Report Build 1.5 | Brick - Engineering Pilot Testing Completion Report Build 1.5 | None | B | Completion Report | Released |  | NO | 09/21/2017 09:16:05:102 | Release
PRC076882,B,4,Brick - Engineering Pilot Testing Protocol Build 1.5 | Brick - Engineering Pilot Testing Protocol Build 1.5 | Protocol - Other | B | Protocol | Released |  | NO | 09/21/2017 09:12:36:802 | Release
PRC076882,A,9,Brick - Engineering Pilot Testing Protocol Build 1.5 | Brick - Engineering Pilot Testing Protocol Build 1.5 | Protocol - Other | A | Protocol | Released |  | NO | 09/21/2017 09:12:35:677 | Release
PRC075391,B,2,Brick Engineering Pilot build completion report | Brick Engineering Pilot build completion report | None | B | Completion Report | Released |  | NO | 09/21/2017 09:04:12:247 | Release
PRC075391,A,5,Brick Engineering Pilot build completion report | Brick Engineering Pilot build completion report | None | A | Completion Report | Released |  | NO | 09/21/2017 09:04:11:560 | Release
PRC081436,B,2,EEPROM, Main Spring DV Build for ECR0000912 | EEPROM, Main Spring DV Build for ECR0000912 | None | B | Engineering Study | Released |  | NO | 09/12/2017 17:42:55:711 | Release
PRC081436,A,5,EEPROM, Main Spring DV Build for ECR0000912 | EEPROM, Main Spring DV Build for ECR0000912 | None | A | Engineering Study | Released |  | NO | 09/12/2017 17:42:54:742 | Release
PRC078950,C,2,Brick - Nominal Cut Length and Median Seal Time Verification | Brick - Nominal Cut Length and Median Seal Time Verification | None | C | Engineering Study | Working |  | NO | 09/12/2017 16:12:48:379 | WIP
PRC078950,B,2,Brick - Nominal Cut Length and Median Seal Time Verification | Brick - Nominal Cut Length and Median Seal Time Verification | None | B | Engineering Study | Released |  | NO | 09/12/2017 15:36:35:737 | Release
PRC080533,A,2,Cable Compensation and Short Circuits for Bipolar Instruments on the GEN11 | Cable Compensation and Short Circuits for Bipolar Instruments on the GEN11 | None | A | Engineering Study | Released |  | NO | 09/07/2017 13:51:32:153 | Release
PSP004821,B,3,Physical Archive Management Form | Physical Archive Management Form | Study Data | B | Study Document | Released |  | NO | 08/24/2017 17:31:57:840 | Release
PSP004821,A,2,Physical Archive Management Form | Physical Archive Management Form | Study Data | A | Study Document | Released |  | NO | 08/24/2017 17:31:57:043 | Release
PSP004825,B,2,Final Report: Project Brick - ENSEAL X1 Large Jaw (NSLX120L): Design Verification Chronic (30 day) Surviva | Final Report: Project Brick - ENSEAL X1 Large Jaw (NSLX120L): Design Verification Chronic (30 day) Survival Study in the Pig | Study Report | B | Study Document | Released |  | NO | 08/23/2017 09:41:18:559 | Release
PSP004825,A,1,Final Report: Project Brick - ENSEAL X1 Large Jaw (NSLX120L): Design Verification Chronic (30 day) Surviva | Final Report: Project Brick - ENSEAL X1 Large Jaw (NSLX120L): Design Verification Chronic (30 day) Survival Study in the Pig | Study Report | A | Study Document | Released |  | NO | 08/23/2017 09:41:17:371 | Release
PRC080166,B,2,Brick Insulator Spacer SPCR testing | Brick Insulator Spacer SPCR testing | None | B | Engineering Study | Released |  | NO | 08/17/2017 10:21:26:670 | Release
PRC080166,A,4,Brick Insulator Spacer SPCR testing | Brick Insulator Spacer SPCR testing | None | A | Engineering Study | Released |  | NO | 08/17/2017 10:21:25:842 | Release
PRC082137,A,2,Liver Testing for SOA Error | Liver Testing for SOA Error | None | A | Engineering Study | Released |  | NO | 08/15/2017 17:42:07:533 | Release
SCN052381,A,1,ECR0000902 Brick Stacking analysis | ECR0000902 Brick Stacking analysis | ECR/ECP supportive documents | A | Scanned (Hardcopy) Item | Released |  | NO | 08/15/2017 11:27:33:803 | Release
PRC081833,A,2,Packaging Pallet Layer increment ERGO evaluation | Packaging Pallet Layer increment ERGO evaluation | None | A | Engineering Study | Released |  | NO | 08/15/2017 11:27:33:772 | Release
PRC082018,A,2,Evaluation of Brick Latch Change | Evaluation of Brick Latch Change | None | A | Engineering Study | Released |  | NO | 08/14/2017 17:53:59:279 | Release
PRC082173,A,2,Brick Abuse Open Shaft Ejection Evaluation | Brick Abuse Open Shaft Ejection Evaluation | None | A | Engineering Study | Released |  | NO | 08/14/2017 17:46:04:993 | Release
PRC081660,A,3,Device Pre-Build for DV Test - ECR0000912 | Device Pre-Build for DV Test - ECR0000912 | None | A | Engineering Study | Released |  | NO | 08/14/2017 13:13:55:104 | Release
PRC082015,A,2,Jaw Pull Pin Friction Coefficient Evaluation | Jaw Pull Pin Friction Coefficient Evaluation | None | A | Engineering Study | Released |  | NO | 08/14/2017 11:07:03:867 | Release
PRC081924,A,3,MOCCME for Brick Line Stop Lights Installation | MOCCME for Brick Line Stop Lights Installation | Protocol MOCCME | A | Protocol | Released |  | NO | 08/11/2017 11:38:26:761 | Release
PRC081272,A,6,Brick Force Retention of Mill Max and Active Rod | Brick Force Retention of Mill Max and Active Rod | None | A | Engineering Study | Released |  | NO | 08/08/2017 16:47:23:285 | Release
PSP004823,B,2,Final Pathology Report (Gross) | Final Pathology Report (Gross) | Study Report | B | Study Document | Released |  | NO | 08/08/2017 16:06:46:092 | Release
PSP004823,A,1,Final Pathology Report (Gross) | Final Pathology Report (Gross) | Study Report | A | Study Document | Released |  | NO | 08/08/2017 16:06:45:280 | Release
PSP004824,C,2,Statistical Analysis Report | Statistical Analysis Report | Study Report | C | Study Document | Released |  | NO | 08/08/2017 10:31:20:108 | Release
PSP004824,B,1,Statistical Analysis Report | Statistical Analysis Report | Study Report | B | Study Document | Released |  | NO | 08/08/2017 10:31:18:780 | Release
PRC080952,B,4,Brick Main Spring Optimization | Brick Main Spring Optimization | None | B | Engineering Study | Released |  | NO | 07/31/2017 15:34:48:350 | Release
PRC080952,A,1,Brick Main Spring Optimization | Brick Main Spring Optimization | None | A | Engineering Study | Released |  | NO | 07/31/2017 15:34:47:397 | Release
PRC080811,B,9,Brick Active Rod Automation Bioburden and Functional Test Build | Brick Active Rod Automation Bioburden and Functional Test Build | None | B | Engineering Study | Released |  | NO | 07/31/2017 11:57:19:458 | Release
PRC080811,A,3,Brick Active Rod Automation Bioburden and Functional Test Build | Brick Active Rod Automation Bioburden and Functional Test Build | None | A | Engineering Study | Released |  | NO | 07/31/2017 11:57:18:536 | Release
RA000235,B,3,ENSEAL XL Modifications | ENSEAL XL Modifications | Regulatory Strategy/Plan | B | Generic Regulatory Doc. | Released |  | NO | 07/27/2017 14:00:03:385 | Release
RA000235,A,3,ENSEAL XL Modifications | ENSEAL XL Modifications | Regulatory Strategy/Plan | A | Generic Regulatory Doc. | Released |  | NO | 07/27/2017 14:00:02:289 | Release
PRC079755,B,2,Torque Test Gage R&R and Equivalency for Proposed Equipment Tooling Change | Torque Test Gage R&R and Equivalency for Proposed Equipment Tooling Change | None | B | Engineering Study | Working |  | YES | 07/19/2017 18:34:37:849 | NA_joaxaca
PRC079755,B,1,Torque Test Gage R&R and Equivalency for Proposed Equipment Tooling Change | Torque Test Gage R&R and Equivalency for Proposed Equipment Tooling Change | None | B | Engineering Study | Working |  | NO | 07/19/2017 18:34:37:599 | WIP
PRC079755,A,4,Torque Test Gage R&R and Equivalency for Proposed Equipment Tooling Change | Torque Test Gage R&R and Equivalency for Proposed Equipment Tooling Change | None | A | Engineering Study | Released |  | NO | 07/19/2017 18:30:50:378 | Release
PRC079756,C,5,Brick Device Build for GW Closure Lever | Brick Device Build for GW Closure Lever | None | C | Engineering Study | Released |  | NO | 07/19/2017 09:49:37:082 | Release
PRC079756,A,4,Brick Device Build for GW Closure Lever | Brick Device Build for GW Closure Lever | None | A | Engineering Study | Released |  | NO | 07/19/2017 09:49:36:473 | Release
PRC079756,B,4,Brick Device Build for GW Closure Lever | Brick Device Build for GW Closure Lever | None | B | Engineering Study | Released |  | NO | 07/19/2017 09:49:36:238 | Release
PRC080958,A,2,Brick Small Bite and Open Circuit Test Comparing 2016-1 and d20170424_5779 | Brick Small Bite and Open Circuit Test Comparing 2016-1 and d20170424_5779 | None | A | Engineering Study | Released |  | NO | 07/13/2017 08:38:40:574 | Release
PRC081527,A,5,GR&R for validation the Tappi Chart. | GR&R for validation the Tappi Chart. | None | A | Engineering Study | Released |  | NO | 07/11/2017 17:49:22:041 | Release
PSP004661,C,2,Final Report: Project Brick ENSEAL X1 Large Jaw (NSLX120L): Design Verification Acute Study in the Pig | Final Report: Project Brick ENSEAL X1 Large Jaw (NSLX120L): Design Verification Acute Study in the Pig | Study Report | C | Study Document | Released |  | NO | 07/11/2017 12:37:08:141 | Release
PSP004661,A,2,Final Report: Project Brick ENSEAL X1 Large Jaw (NSLX120L): Design Verification Acute Study in the Pig | Final Report: Project Brick ENSEAL X1 Large Jaw (NSLX120L): Design Verification Acute Study in the Pig | Study Report | A | Study Document | Released |  | NO | 07/11/2017 12:37:07:235 | Release
PSP004661,B,1,Final Report: Project Brick ENSEAL X1 Large Jaw (NSLX120L): Design Verification Acute Study in the Pig | Final Report: Project Brick ENSEAL X1 Large Jaw (NSLX120L): Design Verification Acute Study in the Pig | Study Report | B | Study Document | Released |  | NO | 07/11/2017 12:37:06:955 | Release
PRC080562,A,4,Sample Preparation for Biocompatibility evaluation to validate Brick Automated Active Rod process | Sample Preparation for Biocompatibility evaluation to validate Brick Automated Active Rod process | None | A | Engineering Study | Released |  | NO | 06/29/2017 11:23:32:200 | Release
PRC081375,A,7,Brick Shaft Tensile Tester E17144 Comparison Test | Brick Shaft Tensile Tester E17144 Comparison Test | None | A | Engineering Study | Released |  | NO | 06/26/2017 17:50:25:891 | Release
PRC080455,A,1,Brick Tip Force Measurement Investigation | Brick Tip Force Measurement Investigation | None | A | Engineering Study | Released |  | NO | 06/26/2017 13:33:11:681 | Release
DOC022782,A,2,Brick Supplier PFMEA Assessment of Patient Risk | Brick Supplier PFMEA Assessment of Patient Risk | None | A | EPI Generic Document | Released |  | NO | 06/01/2017 11:16:55:657 | Release
PRC074922,A,2,Project Brick - Alternate Electrode Design Evaluation | Project Brick - Alternate Electrode Design Evaluation | None | A | Engineering Study | Released |  | NO | 05/30/2017 10:35:09:429 | Release
PRC078001,B,2,Brick Final Biocompatibilty | Brick Final Biocompatibilty | None | B | Engineering Study | Released |  | NO | 05/22/2017 09:22:54:111 | Release
PRC078001,A,3,Brick Final Biocompatibilty | Brick Final Biocompatibilty | None | A | Engineering Study | Released |  | NO | 05/22/2017 09:22:53:314 | Release
PRC077161,A,1,Brick - Mill-max internal contact retention force | Brick - Mill-max internal contact retention force | None | A | Engineering Study | Released |  | NO | 05/16/2017 15:47:19:314 | Release
PRC073302,B,3,Brick Device FEA, Empty and Big Bite | Brick Device FEA, Empty and Big Bite | None | B | Engineering Study | Released |  | NO | 05/16/2017 10:30:48:768 | Release
PRC073302,A,3,Brick Device FEA, Empty and Big Bite | Brick Device FEA, Empty and Big Bite | None | A | Engineering Study | Released |  | NO | 05/16/2017 10:30:47:862 | Release
PRC078111,A,8,Brick Pre OQ/PQ Run | Brick Pre OQ/PQ Run | None | A | Engineering Study | Released |  | NO | 05/08/2017 19:53:43:783 | Release
PRC080148,A,3,NSLX120L Sterility Complaint PI1-1EZRSO3-Root Cause testing summary | NSLX120L Sterility Complaint PI1-1EZRSO3-Root Cause testing summary | None | A | Engineering Study | Released |  | NO | 05/08/2017 16:04:26:621 | Release
PRC073773,B,1,Brick Outer Tube Crimp Study | Brick Outer Tube Crimp Study | None | B | Engineering Study | Working |  | NO | 05/04/2017 14:34:07:676 | WIP
PRC079384,A,3,Ligasure Impact LF4318 vs LF4418 Assessment | Ligasure Impact LF4318 vs LF4418 Assessment | None | A | Engineering Study | Released |  | NO | 05/04/2017 11:31:40:616 | Release
RA000232,A,3,Patent Information Change on Labels | Patent Information Change on Labels | Regulatory Strategy/Plan | A | Generic Regulatory Doc. | Released |  | NO | 05/02/2017 12:45:27:008 | Release
PRC080381,A,5,Brick Tip Force Compatability Study | Brick Tip Force Compatability Study | None | A | Engineering Study | Released |  | NO | 04/18/2017 16:41:26:987 | Release
DOC021721,B,1,Brick Device Labeling and G10028 Compliance | Brick Device Labeling and G10028 Compliance | None | B | EPI Generic Document | Released |  | NO | 04/13/2017 15:09:11:416 | Release
DOC021721,A,1,Brick Device Labeling and G10028 Compliance | Brick Device Labeling and G10028 Compliance | None | A | EPI Generic Document | Released |  | NO | 04/13/2017 15:09:10:697 | Release
PRC079746,A,5,Jaw gap variation analysis induced by Jaw Pull Pin E17119P48 | Jaw gap variation analysis induced by Jaw Pull Pin E17119P48 | None | A | Engineering Study | Released |  | NO | 04/11/2017 12:44:34:331 | Release
PRC080169,B,2,Brick Lower and Upper Jaw Bond Strength for Addition of Media Blast Deburr | Brick Lower and Upper Jaw Bond Strength for Addition of Media Blast Deburr | None | B | Engineering Study | Released |  | NO | 04/07/2017 11:35:01:535 | Release
PRC080169,A,3,Brick Lower and Upper Jaw Bond Strength for Addition of Media Blast Deburr | Brick Lower and Upper Jaw Bond Strength for Addition of Media Blast Deburr | None | A | Engineering Study | Released |  | NO | 04/07/2017 11:35:00:769 | Release
PRC077142,A,3,Brick Equipment Factory Acceptance Testing | Brick Equipment Factory Acceptance Testing | None | A | Engineering Study | Released |  | NO | 04/03/2017 15:12:26:013 | Release
PRC077771,B,3,Brick Jaw Gap DOE | Brick Jaw Gap DOE | None | B | Engineering Study | Released |  | NO | 03/28/2017 14:38:35:814 | Release
PRC077771,A,3,Brick Jaw Gap DOE | Brick Jaw Gap DOE | None | A | Engineering Study | Released |  | NO | 03/28/2017 14:38:35:205 | Release
PRC079227,A,7,NSLX120L Tip Force Equivalency: Hybrid Fixture and MAS Line | NSLX120L Tip Force Equivalency: Hybrid Fixture and MAS Line | None | A | Engineering Study | Released |  | NO | 03/17/2017 09:19:07:182 | Release
PSP004570,A,2,Project PCH: Dry Run Evaluation | Project PCH: Dry Run Evaluation | Evaluation | A | Study Document | Released |  | NO | 03/14/2017 17:34:43:835 | Release
PRC079410,A,4,Import for Export Completion Report for Brick - CoCL #3 | Import for Export Completion Report for Brick - CoCL #3 | None | A | Completion Report | Released |  | NO | 03/10/2017 16:54:54:074 | Release
DOC022521,C,2,Product Code Line Art and Description (Phase 1b) | Product Code Line Art and Description (Phase 1b) | Collaborative Labeling Development Process | C | EPI Generic Document | Released |  | NO | 03/09/2017 13:29:41:683 | Release
DOC022521,A,3,Product Code Line Art and Description (Phase 1b) | Product Code Line Art and Description (Phase 1b) | Collaborative Labeling Development Process | A | EPI Generic Document | Released |  | NO | 03/09/2017 13:29:41:089 | Release
DOC022521,B,3,Product Code Line Art and Description (Phase 1b) | Product Code Line Art and Description (Phase 1b) | Collaborative Labeling Development Process | B | EPI Generic Document | Released |  | NO | 03/09/2017 13:29:40:901 | Release
PRC079417,A,4,Brick Shaft Functional Tester Servo Settings | Brick Shaft Functional Tester Servo Settings | None | A | Engineering Study | Released |  | NO | 03/03/2017 10:21:24:044 | Release
PRC078895,A,4,Import for Export Completion Report for Brick | Import for Export Completion Report for Brick | None | A | Completion Report | Released |  | NO | 03/02/2017 17:27:13:854 | Release
PRC079223,B,6,Import for Export Completion Report for Brick | Import for Export Completion Report for Brick | None | B | Completion Report | Released |  | NO | 03/02/2017 10:29:14:692 | Release
PRC079223,A,2,Import for Export Completion Report for Brick | Import for Export Completion Report for Brick | None | A | Completion Report | Released |  | NO | 03/02/2017 10:29:14:067 | Release
PRC079412,A,4,Import for Export Completion Report for Brick - CoCL # 4 | Import for Export Completion Report for Brick - CoCL # 4 | None | A | Completion Report | Released |  | NO | 02/28/2017 23:41:26:305 | Release
PRC079054,A,4,Brick Testing - Peak Jaw Temperature Super Brick 2a and Super Brick 2a Enhancement 1 | Brick Testing - Peak Jaw Temperature Super Brick 2a and Super Brick 2a Enhancement 1 | None | A | Engineering Study | Released |  | NO | 02/27/2017 17:59:51:099 | Release
PRC074178,B,1,Brick Real Time Aging Protocol | Brick Real Time Aging Protocol | Protocol - Other | B | Protocol | Released |  | NO | 02/21/2017 10:48:09:207 | Release
PRC074178,A,1,Brick Real Time Aging Protocol | Brick Real Time Aging Protocol | Protocol - Other | A | Protocol | Released |  | NO | 02/21/2017 10:48:08:457 | Release
PRC078612,A,2,Brick Post OQ/PQ Production Protocol Inventory Built | Brick Post OQ/PQ Production Protocol Inventory Built | None | A | Completion Report | Released |  | NO | 02/15/2017 17:58:27:023 | Release
PRC079411,A,4,Import for Export Protocol for Brick - CoCL #4 | Import for Export Protocol for Brick - CoCL #4 | Protocol - Other | A | Protocol | Released |  | NO | 02/10/2017 16:18:45:272 | Release
PRC079409,A,5,Import for Export Protocol for Brick - CoCL #3 | Import for Export Protocol for Brick - CoCL #3 | Protocol - Other | A | Protocol | Released |  | NO | 02/07/2017 15:40:52:370 | Release
PRC077794,B,5,Completion Report for Sterilization Build for Brick | Completion Report for Sterilization Build for Brick | None | B | Completion Report | Released |  | NO | 02/02/2017 19:03:06:852 | Release
PRC077794,A,4,Completion Report for Sterilization Build for Brick | Completion Report for Sterilization Build for Brick | None | A | Completion Report | Released |  | NO | 02/02/2017 19:03:05:946 | Release
DOC022568,A,2,X1 Large Jaw NSLX120L and Ligasure Impact Specs | X1 Large Jaw NSLX120L and Ligasure Impact Specs | None | A | EPI Generic Document | Released |  | NO | 01/30/2017 16:41:13:426 | Release
PRC079222,A,2,Import for Export Protocol for Brick | Import for Export Protocol for Brick | Protocol - Other | A | Protocol | Released |  | NO | 01/26/2017 17:30:53:962 | Release
BRICK DRIII,A,1,BRICK DRIII | BRICK DRIII | TDR III | A | Design Review Binder | Released |  | NO | 01/23/2017 18:00:22:740 | Release
PRC079049,A,2,Enseal X1 Large Jaw, Jaw Length | Enseal X1 Large Jaw, Jaw Length | None | A | Engineering Study | Released |  | NO | 01/23/2017 14:24:58:995 | Release
PRC075977,A,2,Brick Electrode-to-Jaw Bond Strength | Brick Electrode-to-Jaw Bond Strength | None | A | Engineering Study | Rejected |  | NO | 01/23/2017 10:13:40:930 | WIP
PRC078894,A,6,Import for Export Protocol for Brick | Import for Export Protocol for Brick | Protocol - Other | A | Protocol | Released |  | NO | 01/20/2017 20:54:29:622 | Release
DR000469,A,4,NSLX120L PRA (Brick) | NSLX120L PRA (Brick) | PRA | A | Design Requirement | Released |  | NO | 01/20/2017 14:57:44:371 | Release
PRC077788,B,2,Device Final Visual Inspection at station E17118 | Device Final Visual Inspection at station E17118 | None | B | Engineering Study | Released |  | NO | 01/19/2017 18:57:52:249 | Release
PRC077788,A,5,Final inspection Gage R&R for device | Final inspection Gage R&R for device | None | A | Engineering Study | Released |  | NO | 01/19/2017 18:57:19:233 | Release
PRC073361,B,1,Brick Opening Abuse FEA | Brick Opening Abuse FEA | None | B | Engineering Study | Released |  | NO | 01/17/2017 09:49:25:122 | Release
PRC073361,A,2,Brick Opening Abuse FEA | Brick Opening Abuse FEA | None | A | Engineering Study | Released |  | NO | 01/17/2017 09:49:23:997 | Release
PRC078918,A,2,Brick PCB Height and Shroud Press Interaction | Brick PCB Height and Shroud Press Interaction | None | A | Engineering Study | Released |  | NO | 01/16/2017 16:48:44:366 | Release
PRC078903,A,2,Brick Device Line Impedance Data Verification | Brick Device Line Impedance Data Verification | None | A | Engineering Study | Released |  | NO | 01/16/2017 16:19:29:965 | Release
SCN048540,A,5,Brick Preclinical Summary | Brick Preclinical Summary | Pre-Clin Strategy | A | Scanned (Hardcopy) Item | Released |  | NO | 01/16/2017 16:03:06:197 | Release
SCN031639,F,1,Global Regulatory Strategy - Brick | Global Regulatory Strategy - Brick | None | F | Scanned (Hardcopy) Item | Released |  | NO | 01/16/2017 15:55:18:587 | Release
SCN031639,B,2,Global Regulatory Strategy - Brick | Global Regulatory Strategy - Brick | None | B | Scanned (Hardcopy) Item | Released |  | NO | 01/16/2017 15:55:17:243 | Release
SCN031639,C,3,Global Regulatory Strategy - Brick | Global Regulatory Strategy - Brick | None | C | Scanned (Hardcopy) Item | Released |  | NO | 01/16/2017 15:55:16:978 | Release
SCN031639,D,1,Global Regulatory Strategy - Brick | Global Regulatory Strategy - Brick | None | D | Scanned (Hardcopy) Item | Released |  | NO | 01/16/2017 15:55:16:728 | Release
SCN031639,E,1,Global Regulatory Strategy - Brick | Global Regulatory Strategy - Brick | None | E | Scanned (Hardcopy) Item | Released |  | NO | 01/16/2017 15:55:16:540 | Release
PRC078293,B,3,Project Brick Enseal X1 large jaw design validation completion report | Project Brick Enseal X1 large jaw design validation completion report | None | B | Completion Report | Released |  | NO | 01/16/2017 15:35:46:572 | Release
PRC078293,A,5,Project Brick Enseal X1 large jaw design validation completion report | Project Brick Enseal X1 large jaw design validation completion report | None | A | Completion Report | Released |  | NO | 01/16/2017 15:35:45:772 | Release
PRC077524,B,5,Brick - Engineering Pilot Completion Report Build 2.0 | Brick - Engineering Pilot Completion Report Build 2.0 | None | B | Completion Report | Released |  | NO | 01/16/2017 13:47:41:525 | Release
PRC077524,A,4,Brick - Engineering Pilot Completion Report Build 2.0 | Brick - Engineering Pilot Completion Report Build 2.0 | None | A | Completion Report | Released |  | NO | 01/16/2017 13:47:40:509 | Release
PRC078950,A,6,Brick - Nominal Cut Length and Median Seal Time Verification | Brick - Nominal Cut Length and Median Seal Time Verification | None | A | Engineering Study | Released |  | NO | 01/13/2017 13:42:18:267 | Release
PRC078927,B,4,Brick RF Line and Handswitch Hipot Test Summary | Brick RF Line and Handswitch Hipot Test Summary | None | B | Engineering Study | Released |  | NO | 01/12/2017 15:05:49:870 | Release
PRC078927,A,1,Brick RF Line and Handswitch Hipot Test Summary | Brick RF Line and Handswitch Hipot Test Summary | None | A | Engineering Study | Released |  | NO | 01/12/2017 15:05:49:088 | Release
PRC077171,A,5,Project Brick: OR packaging and set-up validation | Project Brick: OR packaging and set-up validation | None | A | Completion Report | Released |  | NO | 01/12/2017 15:03:11:525 | Release
PRC078339,A,8,D30810 Drawing Requirement Verification | D30810 Drawing Requirement Verification | None | A | Engineering Study | Released |  | NO | 01/12/2017 14:59:19:491 | Release
PRC075037,C,3,Brick Production Weld Strength Testers Gage R&Rs Study | Brick Production Weld Strength Testers Gage R&Rs Study | None | C | Engineering Study | Released |  | NO | 01/12/2017 14:34:12:309 | Release
PRC075037,A,3,Brick Production Weld Strength Testers Gage R&Rs Study | Brick Production Weld Strength Testers Gage R&Rs Study | None | A | Engineering Study | Released |  | NO | 01/12/2017 14:34:11:559 | Release
PRC075037,B,5,Brick Production Weld Strength Testers Gage R&Rs Study | Brick Production Weld Strength Testers Gage R&Rs Study | None | B | Engineering Study | Released |  | NO | 01/12/2017 14:34:11:231 | Release
PRC077443,C,3,Brick Knife Return GR&R | Brick Knife Return GR&R | None | C | Engineering Study | Released |  | NO | 01/12/2017 14:31:00:745 | Release
PRC077443,A,2,Brick Knife Return GR&R | Brick Knife Return GR&R | None | A | Engineering Study | Released |  | NO | 01/12/2017 14:31:00:041 | Release
PRC077443,B,3,Brick Knife Return GR&R | Brick Knife Return GR&R | None | B | Engineering Study | Released |  | NO | 01/12/2017 14:30:59:776 | Release
PRC077967,B,3,Bond Strength, Upper and Lower Jaw Subassemblies, Gage R&R and Strength Validation | Bond Strength, Upper and Lower Jaw Subassemblies, Gage R&R and Strength Validation | None | B | Engineering Study | Released |  | NO | 01/12/2017 14:26:55:564 | Release
PRC077967,A,4,Bond Strength, Upper and Lower Jaw Subassemblies, Gage R&R and Strength Validation | Bond Strength, Upper and Lower Jaw Subassemblies, Gage R&R and Strength Validation | None | A | Engineering Study | Released |  | NO | 01/12/2017 14:26:54:736 | Release
MFP000226,B,7,Project Brick Process Development Strategy | Project Brick Process Development Strategy | Process Development Strategy | B | Manufacturing Plan/Performance Agreement | Released |  | NO | 01/12/2017 11:06:17:654 | Release
MFP000226,A,6,Project Brick Process Development Strategy | Project Brick Process Development Strategy | Process Development Strategy | A | Manufacturing Plan/Performance Agreement | Released |  | NO | 01/12/2017 11:06:16:779 | Release
DOC022522,A,1,Covidien LigaSure Impact Materials Analysis | Covidien LigaSure Impact Materials Analysis | None | A | EPI Generic Document | Released |  | NO | 01/11/2017 14:44:39:378 | Release
PRC073773,A,4,Brick Outer Tube Crimp Study | Brick Outer Tube Crimp Study | None | A | Engineering Study | Released |  | NO | 01/11/2017 14:25:32:524 | Release
RMD001206,D,3,Project Brick Hazard Analysis | Project Brick Hazard Analysis | Hazard Analysis | D | Risk Management Document | Released |  | NO | 01/10/2017 14:38:41:918 | Release
RMD001206,A,2,Project Brick Hazard Analysis | Project Brick Hazard Analysis | Hazard Analysis | A | Risk Management Document | Released |  | NO | 01/10/2017 14:38:41:262 | Release
RMD001206,B,4,Project Brick Hazard Analysis | Project Brick Hazard Analysis | Hazard Analysis | B | Risk Management Document | Released |  | NO | 01/10/2017 14:38:40:887 | Release
RMD001206,C,2,Project Brick Hazard Analysis | Project Brick Hazard Analysis | Hazard Analysis | C | Risk Management Document | Released |  | NO | 01/10/2017 14:38:40:324 | Release
DOC020986,H,1,PS Assessment Brick DR3 FRM01996 2016-10-4 | PS Assessment Brick DR3 FRM01996 2016-10-4 | None | H | EPI Generic Document | Released |  | NO | 01/10/2017 07:23:20:671 | Release
DOC020986,G,1,PS Assessment Brick DR3 FRM01996 2016-10-4 | PS Assessment Brick DR3 FRM01996 2016-10-4 | None | G | EPI Generic Document | Released |  | NO | 01/10/2017 07:23:16:483 | Release
DOC021893,B,1,Project Brick - DFMEA Team Norms | Project Brick - DFMEA Team Norms | None | B | EPI Generic Document | Released |  | NO | 01/10/2017 02:03:05:421 | Release
DOC021893,A,1,Project Brick - DFMEA Team Norms | Project Brick - DFMEA Team Norms | None | A | EPI Generic Document | Released |  | NO | 01/10/2017 02:03:02:343 | Release
PRC074857,B,4,Completion Report of Installation Quialification of End of line Brick Packaging Equipment | Completion Report of Installation Quialification of End of line Brick Packaging Equipment | None | B | Completion Report | Released |  | NO | 01/06/2017 20:25:42:228 | Release
PRC074857,A,3,Completion Report of Installation Quialification of End of line Brick Packaging Equipment | Completion Report of Installation Quialification of End of line Brick Packaging Equipment | None | A | Completion Report | Released |  | NO | 01/06/2017 20:25:41:447 | Release
PRC077513,B,4,Brick Knife Sticking in Tissue Test | Brick Knife Sticking in Tissue Test | None | B | Engineering Study | Released |  | NO | 01/03/2017 15:57:27:443 | Release
PRC077513,A,2,Brick Knife Sticking in Tissue Test | Brick Knife Sticking in Tissue Test | None | A | Engineering Study | Released |  | NO | 01/03/2017 15:57:26:725 | Release
DOC022485,A,1,Brick Continuous Design Review III -Week Five | Brick Continuous Design Review III -Week Five | None | A | EPI Generic Document | Released |  | NO | 01/03/2017 15:32:35:712 | Release
PRC072775,A,1,Brick EMEA CAPT Device Build | Brick EMEA CAPT Device Build | None | A | Engineering Study | Released |  | NO | 01/03/2017 15:22:23:472 | Release
PRC077791,B,1,Brick Closure Lever Side Post, DV Test, GW and Topping Parts | Brick Closure Lever Side Post, DV Test, GW and Topping Parts | None | B | Engineering Study | Released |  | NO | 01/03/2017 15:12:48:827 | Release
PRC077791,A,1,Brick Closure Lever Side Post, DV Test, GW and Topping Parts | Brick Closure Lever Side Post, DV Test, GW and Topping Parts | None | A | Engineering Study | Released |  | NO | 01/03/2017 15:12:47:999 | Release
PRC071670,B,6,Knife Firing Transfer Function | Knife Firing Transfer Function | None | B | Engineering Study | Released |  | NO | 01/03/2017 15:08:59:106 | Release
PRC071670,A,5,Knife Firing Transfer Function | Knife Firing Transfer Function | None | A | Engineering Study | Released |  | NO | 01/03/2017 15:08:58:247 | Release
PRC077821,A,5,Brick MAS Load Cell Setup GR&R & Capability | Brick MAS Load Cell Setup GR&R & Capability | None | A | Engineering Study | Released |  | NO | 01/03/2017 14:08:39:560 | Release
PRC076964,A,4,Brick Engineering Pilot 2 Build Completion report | Brick Engineering Pilot 2 Build Completion report | None | A | Completion Report | Released |  | NO | 01/03/2017 14:01:34:462 | Release
PRC078034,A,5,Brick MAS OP80 Vision Verification Routine | Brick MAS OP80 Vision Verification Routine | None | A | Engineering Study | Released |  | NO | 01/03/2017 13:37:15:544 | Release
PRC078076,A,2,Brick MAS OP80 Electrical Setup Verification, E17137 | Brick MAS OP80 Electrical Setup Verification, E17137 | None | A | Engineering Study | Released |  | NO | 01/03/2017 12:00:59:104 | Release
PSP004948,A,1,Brick Service Studies 2016 | Brick Service Studies 2016 | Service Study | A | Study Document | Released |  | NO | 12/27/2016 11:01:06:769 | Release
PRC076915,B,9,Brick Jaw Gap Inspection Machine GR&R - E17118G01A | Brick Jaw Gap Inspection Machine GR&R - E17118G01A | None | B | Engineering Study | Released |  | NO | 12/19/2016 13:13:21:191 | Release
PRC076915,A,2,Brick Jaw Gap Inspection Machines GR&Rs | Brick Jaw Gap Inspection Machines GR&Rs | None | A | Engineering Study | Released |  | NO | 12/19/2016 13:13:20:535 | Release
DOC022487,A,2,Brick DR III Risk Tracker | Brick DR III Risk Tracker | None | A | EPI Generic Document | Released |  | NO | 12/19/2016 12:40:37:193 | Release
PRC078611,A,7,Brick Post OQ/PQ Production Protocol Inventory Built | Brick Post OQ/PQ Production Protocol Inventory Built | Protocol - Other | A | Protocol | Released |  | NO | 12/16/2016 12:34:42:297 | Release
PRC078536,B,5,Brick Design Verification of Verify by Inspection for SLR-0047 and CMR-0048. | Brick Design Verification of Verify by Inspection for SLR-0047 and CMR-0048. | None | B | Engineering Study | Released |  | NO | 12/15/2016 14:34:12:862 | Release
PRC078536,A,3,Brick Design Verification of Verify by Inspection for SLR-0047 and CMR-0048. | Brick Design Verification of Verify by Inspection for SLR-0047 and CMR-0048. | None | A | Engineering Study | Released |  | NO | 12/15/2016 14:34:12:143 | Release
SCN047751,B,2,Brick Equipment Summary List | Brick Equipment Summary List | Equipment Records | B | Scanned (Hardcopy) Item | Released |  | NO | 12/15/2016 14:29:08:340 | Release
SCN047751,A,2,Brick Equipment Summary List | Brick Equipment Summary List | Equipment Records | A | Scanned (Hardcopy) Item | Released |  | NO | 12/15/2016 14:29:07:653 | Release
PRC078302,A,11,Brick Jaw Gap Inspection Machine GR&R - E17118G01B | Brick Jaw Gap Inspection Machine GR&R - E17118G01B | None | A | Engineering Study | Released |  | NO | 12/15/2016 14:25:28:726 | Release
DOC022455,A,1,Brick Continuous Design Review III -Week Four | Brick Continuous Design Review III -Week Four | None | A | EPI Generic Document | Released |  | NO | 12/15/2016 11:01:05:544 | Release
DOC022422,A,1,Brick Continuous Design Review III -Week Three | Brick Continuous Design Review III -Week Three | None | A | EPI Generic Document | Released |  | NO | 12/15/2016 11:00:41:184 | Release
PRC076219,A,5,Brick EB2 Delamination | Brick EB2 Delamination | None | A | Engineering Study | Released |  | NO | 12/15/2016 10:55:47:740 | Release
PRC075881,B,5,OQPQ CR Line 149 DEVICE - Enseal X1 Large Jaw Tissue Sealer | OQPQ CR Line 149 DEVICE - Enseal X1 Large Jaw Tissue Sealer | None | B | Completion Report | Released |  | NO | 12/14/2016 17:13:36:703 | Release
PRC075881,A,10,OQPQ CR Line 149 DEVICE - Enseal X1 Large Jaw Tissue Sealer | OQPQ CR Line 149 DEVICE - Enseal X1 Large Jaw Tissue Sealer | None | A | Completion Report | Released |  | NO | 12/14/2016 17:13:36:031 | Release
PRC075878,A,8,OQPQ CR Line 147 SHAFT - Enseal X1 Large Jaw Tissue Sealer | OQPQ CR Line 147 SHAFT - Enseal X1 Large Jaw Tissue Sealer | None | A | Completion Report | Released |  | NO | 12/14/2016 15:15:48:342 | Release
PRC075988,A,2,Brick 510(k) Algorithm Changes Completion Report | Brick 510(k) Algorithm Changes Completion Report | None | A | Completion Report | Released |  | NO | 12/14/2016 10:53:03:585 | Release
PRC077877,A,2,Brick Claims Testing - I.R. Thermal Spread | Brick Claims Testing - I.R. Thermal Spread | None | A | Engineering Study | Released |  | NO | 12/13/2016 16:09:15:457 | Release
PRC078066,B,4,Brick - D.V. Verify by Inspection, G10002, etc. | Brick - D.V. Verify by Inspection, G10002, etc. | None | B | Engineering Study | Released |  | NO | 12/13/2016 16:01:27:307 | Release
PRC078066,A,2,Brick - D.V. Verify by Inspection, G10002, etc. | Brick - D.V. Verify by Inspection, G10002, etc. | None | A | Engineering Study | Released |  | NO | 12/13/2016 16:01:26:354 | Release
PRC077576,B,7,Brick - Sticking Data Analysis | Brick - Sticking Data Analysis | None | B | Engineering Study | Released |  | NO | 12/13/2016 15:40:15:483 | Release
PRC077576,A,3,Brick - Sticking Data Analysis | Brick - Sticking Data Analysis | None | A | Engineering Study | Released |  | NO | 12/13/2016 15:40:14:530 | Release
DOC022384,B,3,BRICK RETURN SHIPPER and DECONTAMINATION REQUIREMENTS | BRICK RETURN SHIPPER and DECONTAMINATION REQUIREMENTS | None | B | EPI Generic Document | Released |  | NO | 12/13/2016 15:11:50:931 | Release
DOC022384,A,2,Brick Return Shipper Requirement | Brick Return Shipper Requirement | None | A | EPI Generic Document | Released |  | NO | 12/13/2016 15:11:50:290 | Release
PRC077557,A,1,Brick Production Sub-Assembly Gage R&R Study | Brick Production Sub-Assembly Gage R&R Study | None | A | Engineering Study | Released |  | NO | 12/13/2016 15:03:33:046 | Release
PRC076477,A,12,Pre-clinical Knife Return | Pre-clinical Knife Return | None | A | Engineering Study | Released |  | NO | 12/13/2016 13:44:14:523 | Release
PRC075943,A,7,Brick 510k Algorithm Change Build Completion Report | Brick 510k Algorithm Change Build Completion Report | None | A | Completion Report | Released |  | NO | 12/13/2016 10:03:34:336 | Release
PRC076523,A,1,Gage R&R for the Brick Reliability Tester | Gage R&R for the Brick Reliability Tester | None | A | Engineering Study | Released |  | NO | 12/13/2016 09:49:18:240 | Release
BRICK DRII,A,1,BRICK DR II | BRICK DR II | TDR II | A | Design Review Binder | Released |  | NO | 12/13/2016 02:51:44:208 | Release
DOC022466,A,1,Brick Decontamination Validation Report | Brick Decontamination Validation Report | None | A | EPI Generic Document | Released |  | NO | 12/12/2016 17:53:34:049 | Release
PRC074692,B,1,Jaw Adhesive Application Characterization Study | Jaw Adhesive Application Characterization Study | None | B | Engineering Study | Released |  | NO | 12/09/2016 16:56:39:320 | Release
PRC074692,A,8,Jaw Adhesive Application Characterization Study | Jaw Adhesive Application Characterization Study | None | A | Engineering Study | Released |  | NO | 12/09/2016 16:56:38:538 | Release
PRC075880,B,9,OQPQ Line 149 DEVICE - Enseal X1 Large Jaw Tissue Sealer | OQPQ Line 149 DEVICE - Enseal X1 Large Jaw Tissue Sealer | Protocol Operation Qualification | B | Protocol | Released |  | NO | 12/09/2016 13:19:07:621 | Release
PRC075880,A,6,OQPQ Line 149 DEVICE - Enseal X1 Large Jaw Tissue Sealer | OQPQ Line 149 DEVICE - Enseal X1 Large Jaw Tissue Sealer | Protocol Operation Qualification | A | Protocol | Released |  | NO | 12/09/2016 13:19:06:871 | Release
PRC077590,A,2,Recovery Witness Mark Device Line 149 GR&R | Recovery Witness Mark Device Line 149 GR&R | None | A | Engineering Study | Released |  | NO | 12/09/2016 13:01:02:348 | Release
SCN048511,A,2,Safety Review of the Use of SEFAR® PROPYLTEX 05-420/30 Mesh In the Application of Silicone Lubrication to | Safety Review of the Use of SEFAR® PROPYLTEX 05-420/30 Mesh In the Application of Silicone Lubrication to the Electrodes of the EnSeal® XL Large Jaw Tissue Sealer | Material Biocompatibility Evaluation | A | Scanned (Hardcopy) Item | Released |  | NO | 12/09/2016 10:46:48:364 | Release
PRC078179,A,5,Brick MAS Tip Force Equivalency | Brick MAS Tip Force Equivalency | None | A | Engineering Study | Released |  | NO | 12/08/2016 17:12:17:267 | Release
PRC077822,A,5,Brick MAS OP80 Measurement Pin Study | Brick MAS OP80 Measurement Pin Study | None | A | Engineering Study | Released |  | NO | 12/08/2016 15:56:48:249 | Release
PRC078515,A,2,Brick - OQ/PQ Root Cause of Impedance Failure | Brick - OQ/PQ Root Cause of Impedance Failure | None | A | Engineering Study | Released |  | NO | 12/08/2016 15:42:45:778 | Release
PRC077120,B,4,Torque Test Gage R&R | Torque Test Gage R&R | None | B | Engineering Study | Released |  | NO | 12/08/2016 15:15:46:900 | Release
PRC077120,A,7,Torque Test Gage R&R | Torque Test Gage R&R | None | A | Engineering Study | Released |  | NO | 12/08/2016 15:15:45:885 | Release
PRC077399,A,6,Brick Heat Shrink Process Characterization | Brick Heat Shrink Process Characterization | None | A | Engineering Study | Released |  | NO | 12/08/2016 13:52:08:502 | Release
PRC078451,A,3,Evaluation of Bond Strength Between Overmolded Electrodes and Jaws Test Pucks with Glue out of Specificati | Evaluation of Bond Strength Between Overmolded Electrodes and Jaws Test Pucks with Glue out of Specification in Brick Line 147 | None | A | Engineering Study | Released |  | NO | 12/08/2016 13:46:43:729 | Release
PRC077160,A,6,Brick Claims Testing - Peak Jaw Temperature (Enhanced Algorithm) | Brick Claims Testing - Peak Jaw Temperature (Enhanced Algorithm) | None | A | Engineering Study | Released |  | NO | 12/08/2016 10:28:48:586 | Release
PRC077917,A,6,Completion Report Proficient for Process Test for Torque Measurement Device Line 149 | Completion Report Proficient for Process Test for Torque Measurement Device Line 149 | None | A | Completion Report | Released |  | NO | 12/05/2016 15:48:45:165 | Release
PRC075949,A,8,Brick Biocompatibility Build | Brick Biocompatibility Build | None | A | Engineering Study | Released |  | NO | 12/05/2016 14:34:15:430 | Release
PRC077915,A,4,Completion Report Proficient for FGQA and Process Test for Jaw Gap Measurement Device Line 149 | Completion Report Proficient for FGQA and Process Test for Jaw Gap Measurement Device Line 149 | None | A | Completion Report | Released |  | NO | 12/02/2016 17:28:50:529 | Release
PRC077913,A,4,Completion Report Proficient for FGQA and Process Test for Device Functional Line 149 | Completion Report Proficient for FGQA and Process Test for Device Functional Line 149 | None | A | Completion Report | Released |  | NO | 12/02/2016 15:24:10:480 | Release
PRC077909,A,4,Completion Report Proficient for FGQA and Process Test for Jaw Gap Measurement Shaft Line 147 | Completion Report Proficient for FGQA and Process Test for Jaw Gap Measurement Shaft Line 147 | None | A | Completion Report | Released |  | NO | 12/01/2016 16:19:57:272 | Release
PRC076218,B,3,Brick MAS Line Latch Test GRR, E17137 | Brick MAS Line Latch Test GRR, E17137 | None | B | Engineering Study | Released |  | NO | 12/01/2016 13:53:41:288 | Release
PRC076218,A,2,Brick MAS Line Latch Test GRR, E17137 | Brick MAS Line Latch Test GRR, E17137 | None | A | Engineering Study | Released |  | NO | 12/01/2016 13:53:40:382 | Release
PRC076685,A,3,Brick Silicone Oven Mapping | Brick Silicone Oven Mapping | None | A | Engineering Study | Released |  | NO | 12/01/2016 13:51:31:582 | Release
PRC076834,A,2,Brick Silicone Cam Slot Contamination Study | Brick Silicone Cam Slot Contamination Study | None | A | Engineering Study | Released |  | NO | 12/01/2016 13:50:03:721 | Release
PRC077116,A,2,Brick Silicone Oven Material Flow | Brick Silicone Oven Material Flow | None | A | Engineering Study | Released |  | NO | 12/01/2016 13:47:24:124 | Release
PRC077603,A,4,Brick PVA Glue Capability Confirmation | Brick PVA Glue Capability Confirmation | None | A | Engineering Study | Released |  | NO | 12/01/2016 13:45:52:825 | Release
PRC078295,A,2,Attribute GR&R for Visual Inspection on Welded Electrodes | Attribute GR&R for Visual Inspection on Welded Electrodes | None | A | Engineering Study | Released |  | NO | 12/01/2016 13:32:38:136 | Release
PRC077589,A,2,Recovery Witness Mark Shaft Line 147 GR&R | Recovery Witness Mark Shaft Line 147 GR&R | None | A | Engineering Study | Released |  | NO | 12/01/2016 13:13:45:472 | Release
PRC078355,A,7,Attribute GR&R for Device Jaw Gap and bum touch Reaction Plan Brick | Attribute GR&R for Device Jaw Gap and bum touch Reaction Plan Brick | None | A | Engineering Study | Released |  | NO | 12/01/2016 11:27:46:883 | Release
PRC077121,A,3,Brick Reticle Verification Limits | Brick Reticle Verification Limits | None | A | Engineering Study | Released |  | NO | 11/29/2016 17:42:21:400 | Release
PRC076965,A,10,Brick Jaw Gap Measurement Machine and Smartscope Compatibility Study | Brick Jaw Gap Measurement Machine and Smartscope Compatibility Study | None | A | Engineering Study | Released |  | NO | 11/29/2016 17:39:55:428 | Release
PRC077401,A,6,Brick Device Functional Tester Equivalency: Mechanical Tests | Brick Device Functional Tester Equivalency: Mechanical Tests | None | A | Engineering Study | Released |  | NO | 11/29/2016 17:34:33:374 | Release
PRC076217,B,4,Brick MAS line Hi Pot GRR, E17137 | Brick MAS line Hi Pot GRR, E17137 | None | B | Engineering Study | Released |  | NO | 11/29/2016 17:26:15:488 | Release
PRC076217,A,2,Brick MAS line Hi Pot GRR, E17137 | Brick MAS line Hi Pot GRR, E17137 | None | A | Engineering Study | Released |  | NO | 11/29/2016 17:26:14:832 | Release
PRC077400,B,6,Brick Device Functional Tester GR&Rs: Mechanical Tests | Brick Device Functional Tester GR&Rs: Mechanical Tests | None | B | Engineering Study | Released |  | NO | 11/29/2016 17:21:52:905 | Release
PRC077400,A,6,Brick Device Functional Tester GR&Rs: Mechanical Tests | Brick Device Functional Tester GR&Rs: Mechanical Tests | None | A | Engineering Study | Released |  | NO | 11/29/2016 17:21:52:280 | Release
PRC076686,A,10,Brick Silicone Investigation | Brick Silicone Investigation | None | A | Engineering Study | Released |  | NO | 11/29/2016 16:07:15:013 | Release
PSB004548,A,2,Comparision of Distal Tip Sealing Performance Between ENSEAL X1 Large Jaw (NSLX120L) with Algorithm D and | Comparision of Distal Tip Sealing Performance Between ENSEAL X1 Large Jaw (NSLX120L) with Algorithm D and Ligasure Impact (LF4318) | Protocol | A | Preclinical Study Binder | Released |  | NO | 11/29/2016 11:54:05:347 | Release
PRC077448,A,2,Brick - Probability of Force to Fire Knife to be less than Energy Activation Force | Brick - Probability of Force to Fire Knife to be less than Energy Activation Force | None | A | Engineering Study | Released |  | NO | 11/29/2016 10:54:35:335 | Release
PRC076232,A,5,Brick - Shroud Crystal Root Cause | Brick - Shroud Crystal Root Cause | None | A | Engineering Study | Released |  | NO | 11/28/2016 16:33:59:252 | Release
DOC022419,A,2,Brick Continuous Design Review III -Week Two | Brick Continuous Design Review III -Week Two | None | A | EPI Generic Document | Released |  | NO | 11/28/2016 11:00:37:780 | Release
PRC077912,B,3,Infinity Proficient 3.3 for Device Functional Test Brick | Infinity Proficient 3.3 for Device Functional Test Brick | Protocol - Other | B | Protocol | Released |  | NO | 11/25/2016 13:06:34:411 | Release
PRC077912,A,5,Infinity Proficient 3.3 for Device Functional Test Brick | Infinity Proficient 3.3 for Device Functional Test Brick | Protocol - Other | A | Protocol | Released |  | NO | 11/25/2016 13:06:33:739 | Release
PRC075877,A,9,OQPQ Line 147 SHAFT - Enseal X1 Large Jaw Tissue Sealer | OQPQ Line 147 SHAFT - Enseal X1 Large Jaw Tissue Sealer | Protocol Operation Qualification | A | Protocol | Released |  | NO | 11/22/2016 19:23:22:055 | Release
PRC077125,A,4,GR&R for Evaluation of Scale used to weighting glue of the PVA of Brick line 147 | GR&R for Evaluation of Scale used to weighting glue of the PVA of Brick line 147 | None | A | Engineering Study | Released |  | NO | 11/22/2016 14:35:00:912 | Release
PRC075287,A,3,Completion report of Packaging Sealing Operation Qualification of Blister Sealer E17141 | Completion report of Packaging Sealing Operation Qualification of Blister Sealer E17141 | None | A | Completion Report | Released |  | NO | 11/22/2016 13:20:35:207 | Release
PRC076871,A,6,Electrode Assembly Station Characterization | Electrode Assembly Station Characterization | None | A | Engineering Study | Released |  | NO | 11/21/2016 12:00:57:988 | Release
PRC077605,A,2,Brick PVA Weigh Scale GRR | Brick PVA Weigh Scale GRR | None | A | Engineering Study | Released |  | NO | 11/21/2016 11:43:09:075 | Release
PRC077127,B,3,Brick Device Electrical Test GRR, E17137 | Brick Device Electrical Test GRR, E17137 | None | B | Engineering Study | Released |  | NO | 11/18/2016 12:37:38:705 | Release
PRC077127,A,2,Brick Device Electrical Test GRR, E17137 | Brick Device Electrical Test GRR, E17137 | None | A | Engineering Study | Released |  | NO | 11/18/2016 12:37:38:002 | Release
PRC077592,A,4,Blister Sealing and Packaging Inspection Gage R&R E17141, ES1604 | Blister Sealing and Packaging Inspection Gage R&R E17141, ES1604 | None | A | Engineering Study | Released |  | NO | 11/16/2016 15:47:00:592 | Release
PRC077402,B,3,Brick Shaft Functional Tester GR&Rs | Brick Shaft Functional Tester GR&Rs | None | B | Engineering Study | Released |  | NO | 11/15/2016 15:22:11:267 | Release
PRC077402,A,4,Brick Shaft Functional Tester GR&Rs | Brick Shaft Functional Tester GR&Rs | None | A | Engineering Study | Released |  | NO | 11/15/2016 15:22:10:127 | Release
SCN046813,A,3,NSLX120L Package Ergonomic Review | NSLX120L Package Ergonomic Review | Packaging Documentation | A | Scanned (Hardcopy) Item | Released |  | NO | 11/14/2016 17:11:44:728 | Release
PRC075286,A,1,Cable Compensation Test | Cable Compensation Test | None | A | Engineering Study | Rejected |  | NO | 11/14/2016 15:38:47:569 | WIP
PRC077598,A,5,GRR for Brick PVA Jaw Adhesive Application | GRR for Brick PVA Jaw Adhesive Application | None | A | Engineering Study | Released |  | NO | 11/14/2016 10:49:55:042 | Release
PRC077397,B,4,Brick Heat Shrink GR&Rs | Brick Heat Shrink GR&Rs | None | B | Engineering Study | Released |  | NO | 11/14/2016 10:47:58:524 | Release
PRC077397,A,3,Brick Heat Shrink GR&Rs | Brick Heat Shrink GR&Rs | None | A | Engineering Study | Released |  | NO | 11/14/2016 10:47:57:368 | Release
PRC077117,A,2,Brick Torque Test Gage Compatibility Study | Brick Torque Test Gage Compatibility Study | None | A | Engineering Study | Released |  | NO | 11/14/2016 10:46:17:851 | Release
DOC022394,A,2,Brick Continuous Design Review III -Week One | Brick Continuous Design Review III -Week One | None | A | EPI Generic Document | Released |  | NO | 11/14/2016 09:59:59:294 | Release
PRC076684,A,6,Brick Silicone Fixture Prototyping | Brick Silicone Fixture Prototyping | None | A | Engineering Study | Released |  | NO | 11/14/2016 09:05:23:307 | Release
DOC022399,A,1,Brick_Deviation_Memo | Brick_Deviation_Memo | Collaborative Labeling Development Process | A | EPI Generic Document | Rejected |  | NO | 11/11/2016 14:43:45:515 | WIP
DOC022401,A,1,Brick_translation_documentation_IFU_and_package_labeling | Brick_translation_documentation_IFU_and_package_labeling | Collaborative Labeling Development Process | A | EPI Generic Document | Rejected |  | NO | 11/11/2016 14:42:40:217 | WIP
DOC022400,A,1,Brick_TRC_IFU_and_package_labeling | Brick_TRC_IFU_and_package_labeling | Collaborative Labeling Development Process | A | EPI Generic Document | Rejected |  | NO | 11/11/2016 14:42:11:435 | WIP
DOC022403,A,1,Brick_Supplier_Memo_IFU | Brick_Supplier_Memo_IFU | Collaborative Labeling Development Process | A | EPI Generic Document | Rejected |  | NO | 11/11/2016 14:41:33:559 | WIP
DOC022398,A,1,Brick_TRC_and_documentation_IFU_update_2 | Brick_TRC_and_documentation_IFU_update_2 | Collaborative Labeling Development Process | A | EPI Generic Document | Rejected |  | NO | 11/11/2016 14:40:48:059 | WIP
DOC022397,A,1,Brick TRC and documentation for Brick IFU Update #1 | Brick TRC and documentation for Brick IFU Update #1 | Collaborative Labeling Development Process | A | EPI Generic Document | Rejected |  | NO | 11/11/2016 14:34:42:772 | WIP
PRC077914,A,6,Infinity Proficient 3.3 for Jaw Gap Measurement Device Brick | Infinity Proficient 3.3 for Jaw Gap Measurement Device Brick | Protocol - Other | A | Protocol | Released |  | NO | 11/11/2016 12:49:08:677 | Release
PRC077916,A,4,Infinity Proficient 3.3 for Torque Test Device Brick | Infinity Proficient 3.3 for Torque Test Device Brick | Protocol - Other | A | Protocol | Released |  | NO | 11/11/2016 12:48:58:629 | Release
PRC075982,A,6,Intermittent Switch Screen Method | Intermittent Switch Screen Method | None | A | Engineering Study | Released |  | NO | 11/10/2016 16:26:47:721 | Release
PRC077609,A,4,Inspect Upper and Lower Electrode GR&R | Inspect Upper and Lower Electrode GR&R | None | A | Engineering Study | Released |  | NO | 11/10/2016 13:06:01:024 | Release
PRC075987,A,3,Brick 510(k) Algorithm Change Benchtop Testing Protocol | Brick 510(k) Algorithm Change Benchtop Testing Protocol | Protocol - Other | A | Protocol | Released |  | NO | 11/10/2016 09:36:36:931 | Release
PRC077403,B,3,Brick Laser Welder Attribute GR&R | Brick Laser Welder Attribute GR&R | None | B | Engineering Study | Released |  | NO | 11/10/2016 09:18:08:024 | Release
PRC077403,A,7,Brick Laser Welder Attribute GR&R | Brick Laser Welder Attribute GR&R | None | A | Engineering Study | Released |  | NO | 11/10/2016 09:18:07:008 | Release
PRC077318,A,4,MOCCME for introduction Brick Equipment Line 147 & 149 into the CMEII | MOCCME for introduction Brick Equipment Line 147 & 149 into the CMEII | None | A | Completion Report | Released |  | NO | 11/09/2016 18:38:34:218 | Release
PRC077908,A,5,Infinity Proficient 3.3 for Jaw Gap Measurement Brick | Infinity Proficient 3.3 for Jaw Gap Measurement Brick | Protocol - Other | A | Protocol | Released |  | NO | 11/09/2016 14:13:07:465 | Release
PSP005267,A,3,Final Report: Comparison of Maximum Lateral Thermal Damage Via Histology of the ENSEAL X1 Large Jaw (NSLX1 | Final Report: Comparison of Maximum Lateral Thermal Damage Via Histology of the ENSEAL X1 Large Jaw (NSLX120L) and the Ligasure Impact (LF4318) | Study Data | A | Study Document | Released |  | NO | 11/09/2016 12:18:33:361 | Release
PSP005265,A,1,Final Report: Comparison of Maximum Lateral Thermal Damage Via Histology of the ENSEAL X1 Large Jaw (NSLX1 | Final Report: Comparison of Maximum Lateral Thermal Damage Via Histology of the ENSEAL X1 Large Jaw (NSLX120L) and the Ligasure Atlas (LS1020) | Study Report | A | Study Document | Released |  | NO | 11/09/2016 11:30:54:240 | Release
PSP005266,A,1,Statistical Report: Comparison of Maximum Lateral Thermal Damage Via Histology of the ENSEAL X1 Large Jaw | Statistical Report: Comparison of Maximum Lateral Thermal Damage Via Histology of the ENSEAL X1 Large Jaw (NSLX120L) and the Ligasure Impact (LF4318) | Study Report | A | Study Document | Released |  | NO | 11/09/2016 11:11:16:925 | Release
PSP005264,A,1,Statistical Report: PSP005264,A,1,Statistical Report: Comparison of Maximum Later of Maximum Lateral Therm | Statistical Report: PSP005264,A,1,Statistical Report: Comparison of Maximum Later of Maximum Lateral Thermal Damage Via Histology of the ENSEAL X1 Large Jaw (NSLX120L) and the Ligasure Atlas (LS1020) | Study Report | A | Study Document | Released |  | NO | 11/09/2016 11:08:12:500 | Release
PRC077919,A,2,GR&R for Visual Inspection for Shaft Clean and Pack for Brick line 147 | GR&R for Visual Inspection for Shaft Clean and Pack for Brick line 147 | None | A | Engineering Study | Released |  | NO | 11/08/2016 18:43:20:968 | Release
PRC077079,A,5,Process Characterization, Brick Proximal Shaft Assembly, E17126 | Process Characterization, Brick Proximal Shaft Assembly, E17126 | None | A | Engineering Study | Released |  | NO | 11/08/2016 16:22:12:387 | Release
PRC075447,B,2,SV for Shaft Handle Assembly Equipment E17124, E17125 and E17126 for Brick Shaft Line #147 | SV for Shaft Handle Assembly Equipment E17124, E17125 and E17126 for Brick Shaft Line #147 | None | B | Completion Report | Released |  | NO | 11/07/2016 18:11:08:900 | Release
PRC077306,A,2,Brick MAS Line Pallet Electrical Characterization, E17137 | Brick MAS Line Pallet Electrical Characterization, E17137 | None | A | Engineering Study | Released |  | NO | 11/04/2016 09:34:56:343 | Release
PRC077602,A,5,Jaw Gap Compatibility Study Between Machine A and B | Jaw Gap Compatibility Study Between Machine A and B | None | A | Engineering Study | Released |  | NO | 11/03/2016 16:42:12:628 | Release
PRC076393,A,6,Brick Switch Solder Profile Study | Brick Switch Solder Profile Study | None | A | Engineering Study | Released |  | NO | 11/03/2016 12:16:53:060 | Release
PRC075876,A,5,IQ CR Line 149 DEVICE - Enseal X1 Large Jaw Tissue Sealer | IQ CR Line 149 DEVICE - Enseal X1 Large Jaw Tissue Sealer | None | A | Completion Report | Released |  | NO | 11/02/2016 18:34:41:943 | Release
PRC073725,A,3,Installation Qualification of Sales Unit Smart System Packaging E17142 | Installation Qualification of Sales Unit Smart System Packaging E17142 | None | A | Completion Report | Released |  | NO | 11/02/2016 15:31:57:121 | Release
PRC075446,C,2,SV for Shaft Assembly Equipment E17124, E17125 and E17126 for Brick Shaft Line #147 | SV for Shaft Assembly Equipment E17124, E17125 and E17126 for Brick Shaft Line #147 | Protocol Software Validation | C | Protocol | Released |  | NO | 11/02/2016 13:22:51:457 | Release
PRC075446,A,2,SV for Shaft Assembly Equipment E17124, E17125 and E17126 for Brick Shaft Line #147 | SV for Shaft Assembly Equipment E17124, E17125 and E17126 for Brick Shaft Line #147 | Protocol Software Validation | A | Protocol | Released |  | NO | 11/02/2016 13:22:50:722 | Release
PRC075446,B,5,SV for Shaft Assembly Equipment E17124, E17125 and E17126 for Brick Shaft Line #147 | SV for Shaft Assembly Equipment E17124, E17125 and E17126 for Brick Shaft Line #147 | Protocol Software Validation | B | Protocol | Released |  | NO | 11/02/2016 13:22:50:300 | Release
PRC077110,B,4,Attribute GR&R, Evaluation of Brick Distal Shaft Assembly Vision System, E17124 | Attribute GR&R, Evaluation of Brick Distal Shaft Assembly Vision System, E17124 | None | B | Engineering Study | Released |  | NO | 11/01/2016 12:36:45:490 | Release
PRC077110,A,4,Attribute GR&R, Evaluation of Brick Distal Shaft Assembly Vision System, E17124 | Attribute GR&R, Evaluation of Brick Distal Shaft Assembly Vision System, E17124 | None | A | Engineering Study | Released |  | NO | 11/01/2016 12:36:44:943 | Release
PRC077656,A,6,Brick Electrode Assembly Pin Distance GRR | Brick Electrode Assembly Pin Distance GRR | None | A | Engineering Study | Released |  | NO | 11/01/2016 12:33:12:893 | Release
PRC077655,A,5,Brick Electrode Assembly Vision System Part Presence GRR | Brick Electrode Assembly Vision System Part Presence GRR | None | A | Engineering Study | Released |  | NO | 11/01/2016 12:26:19:715 | Release
PRC076683,A,4,Brick Mesh Replacement Frequency Study | Brick Mesh Replacement Frequency Study | None | A | Engineering Study | Released |  | NO | 11/01/2016 11:43:44:442 | Release
PRC074833,A,2,Knife Height to Insulator Stack and Uncut Tissue | Knife Height to Insulator Stack and Uncut Tissue | None | A | Engineering Study | Released |  | NO | 11/01/2016 11:26:43:521 | Release
PRC075874,A,9,IQ CR Line 147 SHAFT Enseal X1 Large Jaw Tissue Sealer | IQ CR Line 147 SHAFT Enseal X1 Large Jaw Tissue Sealer | None | A | Completion Report | Released |  | NO | 11/01/2016 09:55:26:257 | Release
PRC075445,A,4,SV for laser Welder Equipment E17122 Brick Shaft Line #147 | SV for laser Welder Equipment E17122 Brick Shaft Line #147 | None | A | Completion Report | Released |  | NO | 10/31/2016 20:21:29:428 | Release
PRC075439,A,2,SV for Jaw Glue Application Station E17117 Brick Shaft Line #147 | SV for Jaw Glue Application Station E17117 Brick Shaft Line #147 | None | A | Completion Report | Released |  | NO | 10/31/2016 20:16:49:649 | Release
PRC075451,B,2,SV for Shaft Functional Tester Equipment E17128 Brick Shaft Line #147 | SV for Shaft Functional Tester Equipment E17128 Brick Shaft Line #147 | None | B | Completion Report | Released |  | NO | 10/31/2016 19:50:15:792 | Release
PRC075451,A,6,SV for Shaft Functional Tester Equipment E17128 Brick Shaft Line #147 | SV for Shaft Functional Tester Equipment E17128 Brick Shaft Line #147 | None | A | Completion Report | Released |  | NO | 10/31/2016 19:50:15:167 | Release
PRC076566,B,3,Brick EP1.5 Knife Bending | Brick EP1.5 Knife Bending | None | B | Engineering Study | Released |  | NO | 10/31/2016 17:28:53:174 | Release
PRC076566,A,3,Brick EP1.5 Knife Bending | Brick EP1.5 Knife Bending | None | A | Engineering Study | Released |  | NO | 10/31/2016 17:28:52:455 | Release
PRC073567,A,2,Brick - Jaw Overmold Cracking Evaluation | Brick - Jaw Overmold Cracking Evaluation | None | A | Engineering Study | Released |  | NO | 10/31/2016 16:26:52:459 | Release
PRC073724,A,3,Installation Qualification of Sales Unit Smart System Packaging E17142 | Installation Qualification of Sales Unit Smart System Packaging E17142 | Protocol Operation Qualification | A | Protocol | Released |  | NO | 10/28/2016 20:18:32:470 | Release
PRC077292,A,3,Attribute GR&R, Pivot/Pull Pin Fixture, Brick Distal Shaft Assembly E17124 | Attribute GR&R, Pivot/Pull Pin Fixture, Brick Distal Shaft Assembly E17124 | None | A | Engineering Study | Released |  | NO | 10/27/2016 16:25:38:449 | Release
PRC076682,A,4,Brick Silicone Applicator Characterization | Brick Silicone Applicator Characterization | None | A | Engineering Study | Released |  | NO | 10/27/2016 14:36:11:553 | Release
PRC075438,B,5,SV for PVA Station E17117 Brick Shaft Line #147 | SV for PVA Station E17117 Brick Shaft Line #147 | Protocol Software Validation | B | Protocol | Released |  | NO | 10/27/2016 11:17:52:561 | Release
PRC075438,A,7,SV for PVA Station E17117 Brick Shaft Line #147 | SV for PVA Station E17117 Brick Shaft Line #147 | Protocol Software Validation | A | Protocol | Released |  | NO | 10/27/2016 11:17:51:983 | Release
PRC073957,B,2,Sterile Packaging of Brick Device's for Environmental Extremes Transit Testing | Sterile Packaging of Brick Device's for Environmental Extremes Transit Testing | None | B | Engineering Study | Released |  | NO | 10/27/2016 10:57:11:417 | Release
PRC073957,A,5,Sterile Packaging for Brick Enviornmental Extremes Transit Testing | Sterile Packaging for Brick Enviornmental Extremes Transit Testing | None | A | Engineering Study | Released |  | NO | 10/27/2016 10:57:10:605 | Release
PRC075549,A,7,Brick (NSLX120L) Package System Approval Completion Report | Brick (NSLX120L) Package System Approval Completion Report | None | A | Completion Report | Released |  | NO | 10/27/2016 10:47:46:284 | Release
PRC077014,A,5,Enseal Silicone Mesh Biocompatibility Samples | Enseal Silicone Mesh Biocompatibility Samples | None | A | Engineering Study | Released |  | NO | 10/26/2016 10:07:05:664 | Release
PRC077509,A,4,Knife Trigger Gear Skip Prevention Rib FEA | Knife Trigger Gear Skip Prevention Rib FEA | None | A | Engineering Study | Released |  | NO | 10/25/2016 10:47:47:810 | Release
PRC074785,B,4,Brick Device Line # 149 Gage R&R Equipment E17139 | Brick Device Line # 149 Gage R&R Equipment E17139 | None | B | Engineering Study | Released |  | NO | 10/24/2016 16:15:59:731 | Release
PRC074785,A,2,Brick Device Line # 149 Gage R&R Equipment E17139 | Brick Device Line # 149 Gage R&R Equipment E17139 | None | A | Engineering Study | Released |  | NO | 10/24/2016 16:15:58:965 | Release
PRC076680,A,6,? Brick Silicone Visual Attribute Inspection Gage R&R | ? Brick Silicone Visual Attribute Inspection Gage R&R | None | A | Engineering Study | Released |  | NO | 10/21/2016 16:37:26:938 | Release
PRC077508,A,2,Brick Knife Sticking Investigation | Brick Knife Sticking Investigation | None | A | Engineering Study | Released |  | NO | 10/21/2016 16:25:50:464 | Release
PRC072223,B,3,Project Brick Bare Unit Fragility Assessment | Project Brick Bare Unit Fragility Assessment | None | B | Engineering Study | Released |  | NO | 10/21/2016 16:22:22:368 | Release
PRC072223,A,7,Bare Unit Device Fragility Assement for project Brick (NSLX120L) | Bare Unit Device Fragility Assement for project Brick (NSLX120L) | None | A | Engineering Study | Released |  | NO | 10/21/2016 16:22:21:649 | Release
PSP004914,A,1,Final Report - Evaluation and Comparision of Surgical Efficiency of the ENSEAL X1 Large Jaw (NSLX120L), th | Final Report - Evaluation and Comparision of Surgical Efficiency of the ENSEAL X1 Large Jaw (NSLX120L), the LigaSure Impact (LS4318), and the LigaSure Atlas (LS1020) | Study Report | A | Study Document | Released |  | NO | 10/21/2016 14:22:25:072 | Release
PRC075449,A,4,SV for Silicone and Cure Equipment E17127 Brick Shaft Line #147 | SV for Silicone and Cure Equipment E17127 Brick Shaft Line #147 | None | A | Completion Report | Released |  | NO | 10/20/2016 20:31:37:762 | Release
PRC076382,A,6,SV for Electrode Assembly E17119 for Brick Line #147 | SV for Electrode Assembly E17119 for Brick Line #147 | None | A | Completion Report | Released |  | NO | 10/20/2016 19:16:09:177 | Release
PSP004915,A,1,Study Data - Brick Surgical Efficiency | Study Data - Brick Surgical Efficiency | Study Data | A | Study Document | Released |  | NO | 10/19/2016 16:05:02:361 | Release
PSP005220,A,1,Deviations | Deviations | Study Data | A | Study Document | Released |  | NO | 10/19/2016 16:04:27:954 | Release
PRC077793,A,2,Protocol of Sterilization Build for Brick | Protocol of Sterilization Build for Brick | Protocol - Other | A | Protocol | Released |  | NO | 10/18/2016 18:35:07:132 | Release
PRC076551,A,4,Brick Knife Bending Investigation Study | Brick Knife Bending Investigation Study | None | A | Engineering Study | Released |  | NO | 10/18/2016 16:56:33:175 | Release
PRC075362,A,5,Brick Production Crimp Strength Characterization and Gage R&R Study | Brick Production Crimp Strength Characterization and Gage R&R Study | None | A | Engineering Study | Released |  | NO | 10/18/2016 10:41:55:696 | Release
PRC076512,A,1,E17124 GRR Pin Installation | E17124 GRR Pin Installation | None | A | Engineering Study | Working |  | NO | 10/18/2016 10:00:47:441 | WIP
PRC075463,A,8,SV for Torque Test Equipment E17140 Brick Device Line #149 | SV for Torque Test Equipment E17140 Brick Device Line #149 | None | A | Completion Report | Released |  | NO | 10/17/2016 17:14:53:730 | Release
PRC075465,B,12,SV for Tensile Test Equipment E17144 for Brick Line #149 | SV for Tensile Test Equipment E17144 for Brick Line #149 | None | B | Completion Report | Released |  | NO | 10/17/2016 17:03:32:100 | Release
PRC075465,A,1,SV for Tensile Test Equipment E17144 for Brick Line #149 | SV for Tensile Test Equipment E17144 for Brick Line #149 | None | A | Completion Report | Released |  | NO | 10/17/2016 17:03:31:396 | Release
PRC075441,A,7,SV Curing Oven Station Brick Shaft Line #147 | SV Curing Oven Station Brick Shaft Line #147 | None | A | Completion Report | Released |  | NO | 10/17/2016 15:06:57:321 | Release
PRC073615,B,3,Rack and Knife Pusher Joint Dislocation test and FEA | Rack and Knife Pusher Joint Dislocation test and FEA | None | B | Engineering Study | Released |  | NO | 10/17/2016 14:09:21:323 | Release
PRC073615,A,9,Rack and Knife Pusher Joint Dislocation test and FEA | Rack and Knife Pusher Joint Dislocation test and FEA | None | A | Engineering Study | Released |  | NO | 10/17/2016 14:09:20:604 | Release
PRC076384,A,6,SV for Heat Shrink Station E17123 for Brick Line #147 | SV for Heat Shrink Station E17123 for Brick Line #147 | None | A | Completion Report | Released |  | NO | 10/17/2016 14:07:45:728 | Release
PRC075450,C,3,SV for Shaft Functional Tester Equipment E17128 Brick Shaft Line #147 | SV for Shaft Functional Tester Equipment E17128 Brick Shaft Line #147 | Protocol Software Validation | C | Protocol | Released |  | NO | 10/17/2016 12:29:10:587 | Release
PRC075450,A,1,SV for Shaft Functional Tester Equipment E17128 Brick Shaft Line #147 | SV for Shaft Functional Tester Equipment E17128 Brick Shaft Line #147 | Protocol Software Validation | A | Protocol | Released |  | NO | 10/17/2016 12:29:09:900 | Release
PRC075450,B,2,SV for Shaft Functional Tester Equipment E17128 Brick Shaft Line #147 | SV for Shaft Functional Tester Equipment E17128 Brick Shaft Line #147 | Protocol Software Validation | B | Protocol | Released |  | NO | 10/17/2016 12:29:09:603 | Release
PSP005217,A,1,Protocol: Comparision of Maximum Lateral Thermal Damage Via Histology of the ENSEAL X1 Large Jaw (NSLX120L | Protocol: Comparision of Maximum Lateral Thermal Damage Via Histology of the ENSEAL X1 Large Jaw (NSLX120L) and the Ligasure Atlas (LS1020) | Protocol | A | Study Document | Released |  | NO | 10/17/2016 09:48:39:677 | Release
PSP005218,A,1,Protocol: Comparision of Maximum Lateral Thermal Damage Via Histology of the ENSEAL X1 Large Jaw (NSLX120L | Protocol: Comparision of Maximum Lateral Thermal Damage Via Histology of the ENSEAL X1 Large Jaw (NSLX120L) and the Ligasure Impact (LF4318) | Protocol | A | Study Document | Released |  | NO | 10/17/2016 09:48:39:677 | Release
PRC077577,A,2,Protocol of Sterilization Build for Brick | Protocol of Sterilization Build for Brick | Protocol Operation Qualification | A | Protocol | Rejected |  | NO | 10/14/2016 19:23:16:391 | WIP
PRC073699,B,3,Brick Knife Trigger Long Term Strains FEA | Brick Knife Trigger Long Term Strains FEA | None | B | Engineering Study | Released |  | NO | 10/13/2016 14:14:45:428 | Release
PRC073699,A,3,Brick Knife Trigger Long Term Strains FEA | Brick Knife Trigger Long Term Strains FEA | None | A | Engineering Study | Released |  | NO | 10/13/2016 14:14:42:727 | Release
PRC075873,A,4,Line 147 SHAFT Enseal X1 Large Jaw Tissue Sealer IQ | Line 147 SHAFT Enseal X1 Large Jaw Tissue Sealer IQ | Protocol Equipment Install Qual | A | Protocol | Released |  | NO | 10/13/2016 11:48:20:874 | Release
PRC075875,A,5,IQ Line 149 DEVICE - Enseal X1 Large Jaw Tissue Sealer | IQ Line 149 DEVICE - Enseal X1 Large Jaw Tissue Sealer | Protocol Equipment Install Qual | A | Protocol | Released |  | NO | 10/13/2016 11:26:19:027 | Release
DOC021779,B,2,Project Brick - Royalty Bearing Obligations Memo | Project Brick - Royalty Bearing Obligations Memo | None | B | EPI Generic Document | Released |  | NO | 10/13/2016 10:04:05:485 | Release
DOC021779,A,1,Project Brick - Royalty Bearing Obligations Memo | Project Brick - Royalty Bearing Obligations Memo | None | A | EPI Generic Document | Released |  | NO | 10/13/2016 10:04:02:665 | Release
PRC075444,B,2,SV for laser Welder Equipment E17122 Brick Shaft Line #147 | SV for laser Welder Equipment E17122 Brick Shaft Line #147 | Protocol Software Validation | B | Protocol | Released |  | NO | 10/10/2016 14:28:43:437 | Release
PRC075444,A,1,SV for laser Welder Equipment E17122 Brick Shaft Line #147 | SV for laser Welder Equipment E17122 Brick Shaft Line #147 | Protocol Software Validation | A | Protocol | Released |  | NO | 10/10/2016 14:28:36:969 | Release
PRC077523,A,2,Brick - Engineering Pilot Testing Protocol Build 2.0 | Brick - Engineering Pilot Testing Protocol Build 2.0 | Protocol Engineering Pilot | A | Protocol | Released |  | NO | 10/10/2016 10:29:16:027 | Release
PSP004913,A,1,Protocol - Evaluation and Comparision of Surgical Efficiency of the ENSEAL X1 Large Jaw (NSLX120L), the Li | Protocol - Evaluation and Comparision of Surgical Efficiency of the ENSEAL X1 Large Jaw (NSLX120L), the LigaSure Impact (LS4318), and the LigaSure Atlas (LS1020) | Protocol | A | Study Document | Released |  | NO | 10/04/2016 05:49:16:678 | Release
PRC077454,A,3,Brick Force to Activate With and Without Energy Button | Brick Force to Activate With and Without Energy Button | None | A | Engineering Study | Released |  | NO | 10/03/2016 15:56:09:574 | Release
PRC075208,A,9,Brick Claims Testing - Jaw Force vs Angle | Brick Claims Testing - Jaw Force vs Angle | None | A | Engineering Study | Released |  | NO | 09/29/2016 12:30:47:988 | Release
DOC021764,B,1,Brick vs Impact Jaw Forces and Pressures | Brick vs Impact Jaw Forces and Pressures | None | B | EPI Generic Document | Released |  | NO | 09/29/2016 12:15:29:908 | Release
DOC021764,A,2,Brick vs Impact Jaw Forces and Pressures | Brick vs Impact Jaw Forces and Pressures | None | A | EPI Generic Document | Released |  | NO | 09/29/2016 12:15:25:996 | Release
PSP005173,A,1,Final Report: Comparision of Distal Tip Sealing Performance Between ENSEAL X1 Large Jaw (NSLX120L) with A | Final Report: Comparision of Distal Tip Sealing Performance Between ENSEAL X1 Large Jaw (NSLX120L) with Algorithm D and Ligasure Impact (LF4318) | Study Report | A | Study Document | Released |  | NO | 09/28/2016 09:15:41:854 | Release
SCN031918,F,2,Brick Preclinical Strategy | Brick Preclinical Strategy | Pre-Clin Strategy | F | Scanned (Hardcopy) Item | Released |  | NO | 09/28/2016 09:07:28:565 | Release
SCN031918,A,2,Brick Preclinical Strategy | Brick Preclinical Strategy | Pre-Clin Strategy | A | Scanned (Hardcopy) Item | Released |  | NO | 09/28/2016 09:07:25:981 | Release
SCN031918,B,1,Brick Preclinical Strategy | Brick Preclinical Strategy | Pre-Clin Strategy | B | Scanned (Hardcopy) Item | Released |  | NO | 09/28/2016 09:07:25:347 | Release
SCN031918,C,1,Brick Preclinical Strategy | Brick Preclinical Strategy | Pre-Clin Strategy | C | Scanned (Hardcopy) Item | Released |  | NO | 09/28/2016 09:07:24:733 | Release
SCN031918,D,1,Brick Preclinical Strategy | Brick Preclinical Strategy | Pre-Clin Strategy | D | Scanned (Hardcopy) Item | Released |  | NO | 09/28/2016 09:07:24:179 | Release
SCN031918,E,1,Brick Preclinical Strategy | Brick Preclinical Strategy | Pre-Clin Strategy | E | Scanned (Hardcopy) Item | Released |  | NO | 09/28/2016 09:07:23:424 | Release
PRC076476,A,3,E17136 Brick Handle Press Equipment Characterization | E17136 Brick Handle Press Equipment Characterization | None | A | Engineering Study | Released |  | NO | 09/27/2016 10:37:28:742 | Release
PRC077008,A,2,Brick Tip Force Fixture Compatibility | Brick Tip Force Fixture Compatibility | None | A | Engineering Study | Released |  | NO | 09/27/2016 10:08:15:005 | Release
PRC076389,A,4,Brick Stamped Jaw Testing | Brick Stamped Jaw Testing | None | A | Engineering Study | Released |  | NO | 09/26/2016 14:27:55:127 | Release
PSP005171,A,2,Intra-Op Data | Intra-Op Data | Study Data | A | Study Document | Released |  | NO | 09/26/2016 10:07:40:496 | Release
PSP005172,A,1,Statistical Report: Comparision of Distal Tip Sealing Performance Between ENSEAL X1 Large Jaw (NSLX120L) | Statistical Report: Comparision of Distal Tip Sealing Performance Between ENSEAL X1 Large Jaw (NSLX120L) with Algorithm D and Ligasure Impact (LF4318) | Study Report | A | Study Document | Released |  | NO | 09/26/2016 09:52:02:020 | Release
PSP004470,C,1,Deviations: Project Nitro HARMONIC HAR17F Open Shears: Design Verification Acute Study in the Pig | Deviations: Project Nitro HARMONIC HAR17F Open Shears: Design Verification Acute Study in the Pig | Study Data | C | Study Document | Released |  | NO | 09/23/2016 20:51:36:539 | Release
DOC022235,A,1,Brick Fluid Ingress Memo | Brick Fluid Ingress Memo | None | A | EPI Generic Document | Released |  | NO | 09/22/2016 15:49:47:100 | Release
PRC077316,A,4,MOCCME for introduction Brick Equipment Line 147 & 149 into the CMEII | MOCCME for introduction Brick Equipment Line 147 & 149 into the CMEII | Protocol MOCCME | A | Protocol | Released |  | NO | 09/21/2016 18:43:50:950 | Release
PRC076689,A,3,Brick Automated TAZ Validation | Brick Automated TAZ Validation | None | A | Engineering Study | Released |  | NO | 09/20/2016 17:01:33:663 | Release
PSP005167,A,1,Deviations | Deviations | Study Data | A | Study Document | Released |  | NO | 09/20/2016 11:16:46:535 | Release
PRC075448,A,5,SV for Silicone and Cure Equipment E17127 Brick Shaft Line #147 | SV for Silicone and Cure Equipment E17127 Brick Shaft Line #147 | Protocol Software Validation | A | Protocol | Released |  | NO | 09/20/2016 11:12:22:099 | Release
PRC075205,A,2,Project Brick: Laser Welder (OP50) Process Characterization Study | Project Brick: Laser Welder (OP50) Process Characterization Study | None | A | Engineering Study | Released |  | NO | 09/15/2016 16:20:45:724 | Release
PRC075440,A,3,SV Curing Oven Station Brick Shaft Line #147 | SV Curing Oven Station Brick Shaft Line #147 | Protocol Software Validation | A | Protocol | Released |  | NO | 09/15/2016 15:59:25:628 | Release
PRC075462,B,2,SV for Torque Test Equipment E17140 Brick Device Line #149 | SV for Torque Test Equipment E17140 Brick Device Line #149 | Protocol Software Validation | B | Protocol | Released |  | NO | 09/15/2016 15:53:09:694 | Release
PRC075462,A,4,SV for Torque Test Equipment E17140 Brick Device Line #149 | SV for Torque Test Equipment E17140 Brick Device Line #149 | Protocol Software Validation | A | Protocol | Released |  | NO | 09/15/2016 15:53:06:209 | Release
DOC021948,B,3,Brick usability March 2016 | Brick usability March 2016 | None | B | EPI Generic Document | Released |  | NO | 09/15/2016 15:37:49:665 | Release
DOC021948,A,1,Brick usability March 2016 | Brick usability March 2016 | None | A | EPI Generic Document | Released |  | NO | 09/15/2016 15:37:46:730 | Release
PRC076998,A,3,Project Brick: OR Packaging validation | Project Brick: OR Packaging validation | Design Validation | A | Protocol | Released |  | NO | 09/15/2016 15:26:45:667 | Release
PRC075259,A,3,Brick Tip Force- Silicone and PTFE Effects | Brick Tip Force- Silicone and PTFE Effects | None | A | Engineering Study | Released |  | NO | 09/15/2016 13:25:53:088 | Release
PRC074487,A,7,Brick Biocompatibility Rerun Build | Brick Biocompatibility Rerun Build | None | A | Engineering Study | Released |  | NO | 09/15/2016 10:36:04:924 | Release
PSP005149,A,2,Protocol: Comparision of Distal Tip Sealing Performance Between ENSEAL X1 Large Jaw (NSLX120L) with Algor | Protocol: Comparision of Distal Tip Sealing Performance Between ENSEAL X1 Large Jaw (NSLX120L) with Algorithm D and Ligasure Impact (LF4318) | Protocol | A | Study Document | Released |  | NO | 09/09/2016 11:53:28:638 | Release
PRC076963,A,4,Brick Engineering Pilot 2 Build Protocol | Brick Engineering Pilot 2 Build Protocol | Protocol - Other | A | Protocol | Released |  | NO | 09/09/2016 07:34:02:280 | Release
PRC073319,A,1,Project Brick Engineering Build 2 | Project Brick Engineering Build 2 | None | A | Engineering Study | Released |  | NO | 09/08/2016 18:35:36:708 | Release
PRC075464,B,1,SV for Tensile Test Equipment E17144 for Brick Line #149 | SV for Tensile Test Equipment E17144 for Brick Line #149 | Protocol Software Validation | B | Protocol | Released |  | NO | 09/08/2016 15:36:51:349 | Release
PRC075464,A,3,SV for Tensile Test Equipment E17144 for Brick Line #149 | SV for Tensile Test Equipment E17144 for Brick Line #149 | Protocol Software Validation | A | Protocol | Released |  | NO | 09/08/2016 15:36:48:875 | Release
PRC075976,A,2,6 Corner Tissue Sealing Performance with SuperBRICK2A Enhancement 1 Algorithm | 6 Corner Tissue Sealing Performance with SuperBRICK2A Enhancement 1 Algorithm | None | A | Engineering Study | Released |  | NO | 09/08/2016 15:28:29:961 | Release
PRC075207,A,3,Brick Claims Testing - Peak Jaw Temperature | Brick Claims Testing - Peak Jaw Temperature | None | A | Engineering Study | Released |  | NO | 09/08/2016 15:02:30:003 | Release
PRC074959,A,1,Brick EB2 Silicone versus No Silicone Testing | Brick EB2 Silicone versus No Silicone Testing | None | A | Engineering Study | Released |  | NO | 09/08/2016 11:58:48:354 | Release
PRC076506,A,2,Brick, Impact, and Atlas Measurements | Brick, Impact, and Atlas Measurements | None | A | Engineering Study | Released |  | NO | 09/08/2016 10:48:14:180 | Release
PSP004892,A,2,Final Report: Comparision of Distal Tip Sealing performance between ENSEAL X1 Large Jaw (NSLX120L) and Lig | Final Report: Comparision of Distal Tip Sealing performance between ENSEAL X1 Large Jaw (NSLX120L) and LigaSure Impact (LF4318) | Study Report | A | Study Document | Released |  | NO | 09/07/2016 21:37:33:851 | Release
PRC077081,A,1,Project Brick: OR Packaging validation | Project Brick: OR Packaging validation | None | A | Engineering Study | Rejected |  | NO | 09/06/2016 13:40:04:209 | WIP
DOC022222,A,2,Brick - Rationale for Visibility | Brick - Rationale for Visibility | None | A | EPI Generic Document | Released |  | NO | 09/01/2016 16:41:06:392 | Release
DOC022221,A,2,Brick Ergo Claims memo | Brick Ergo Claims memo | None | A | EPI Generic Document | Released |  | NO | 09/01/2016 16:39:24:443 | Release
PRC073722,A,2,Installation Qualification of Sales Unit Smart System Packaging E17142 | Installation Qualification of Sales Unit Smart System Packaging E17142 | Protocol Equipment Install Qual | A | Protocol | Released |  | NO | 09/01/2016 11:34:07:921 | Release
PRC074788,A,2,Brick Stamped Jaws Build | Brick Stamped Jaws Build | None | A | Engineering Study | Released |  | NO | 09/01/2016 11:21:06:381 | Release
PRC076383,B,1,SV for Heat Shrink Station E17123 for Brick Line #147 | SV for Heat Shrink Station E17123 for Brick Line #147 | Protocol Software Validation | B | Protocol | Released |  | NO | 09/01/2016 10:33:42:148 | Release
PRC076383,A,2,SV for Heat Shrink Station E17123 for Brick Line #147 | SV for Heat Shrink Station E17123 for Brick Line #147 | Protocol Software Validation | A | Protocol | Released |  | NO | 09/01/2016 10:33:39:199 | Release
PRC073341,A,6,Brick Package System Preliminary Testing | Brick Package System Preliminary Testing | None | A | Engineering Study | Released |  | NO | 09/01/2016 09:54:53:172 | Release
PRC076381,B,2,SV for Electrode Assembly E17119 for Brick Line #147 | SV for Electrode Assembly E17119 for Brick Line #147 | Protocol Software Validation | B | Protocol | Released |  | NO | 09/01/2016 09:45:59:576 | Release
PRC076381,A,3,SV for Electrode Assembly E17119 for Brick Line #147 | SV for Electrode Assembly E17119 for Brick Line #147 | Protocol Software Validation | A | Protocol | Released |  | NO | 09/01/2016 09:45:54:548 | Release
PRC075990,A,1,MOCCME for Brick Drops Installation | MOCCME for Brick Drops Installation | None | A | Completion Report | Released |  | NO | 08/31/2016 18:11:43:456 | Release
DOC022209,A,2,Brick - Superior Distal Tip Sealing Rationale | Brick - Superior Distal Tip Sealing Rationale | None | A | EPI Generic Document | Released |  | NO | 08/30/2016 12:07:35:679 | Release
PRC075813,A,2,4 Corner Tissue Sealing Performance with SuperBRICK2A Algorithm | 4 Corner Tissue Sealing Performance with SuperBRICK2A Algorithm | None | A | Engineering Study | Released |  | NO | 08/30/2016 11:41:15:693 | Release
DOC022207,A,3,Brick Bundle Cycle Time Document | Brick Bundle Cycle Time Document | None | A | EPI Generic Document | Released |  | NO | 08/29/2016 17:51:50:686 | Release
PRC076950,A,1,MOCCME for Environmental Analysis for Compressed Air Tank | MOCCME for Environmental Analysis for Compressed Air Tank | Protocol MOCCME | A | Protocol | Rejected |  | NO | 08/24/2016 11:25:43:485 | WIP
SCN047020,A,6,MDC E17141 Maintenance Report | MDC E17141 Maintenance Report | Preventive Maintenance | A | Scanned (Hardcopy) Item | Released |  | NO | 08/23/2016 11:18:21:013 | Release
PRC074213,A,4,Brick Component Corrosion Investigation | Brick Component Corrosion Investigation | None | A | Engineering Study | Released |  | NO | 08/18/2016 16:33:20:348 | Release
PRC076688,A,5,Brick Shaft and Device Level Tip Force Fixture GRR | Brick Shaft and Device Level Tip Force Fixture GRR | None | A | Engineering Study | Released |  | NO | 08/17/2016 13:36:39:397 | Release
DOC022176,A,1,Brick Supplier Request/Approval form | Brick Supplier Request/Approval form | Collaborative Labeling Development Process | A | EPI Generic Document | Released |  | NO | 08/11/2016 11:21:44:664 | Release
PSP005065,A,4,Final Report: Evaluation of Vessel Sealing Performance with ENSEAL X1 Large Jaw Test Devices (Algorithm-A) | Final Report: Evaluation of Vessel Sealing Performance with ENSEAL X1 Large Jaw Test Devices (Algorithm-A) | Study Report | A | Study Document | Released |  | NO | 07/29/2016 08:51:15:993 | Release
PSP005066,A,1,Final Report: Evaluation of Vessel Sealing Performance with ENSEAL X1 Large Jaw Test Devices. | Final Report: Evaluation of Vessel Sealing Performance with ENSEAL X1 Large Jaw Test Devices. | Study Report | A | Study Document | Released |  | NO | 07/28/2016 13:11:19:518 | Release
PSP005057,A,1,Final Report: Comparision of Thermal Tissue Effects between ENSEAL X1 Large Jaw (NSLX120L) and LigaSure At | Final Report: Comparision of Thermal Tissue Effects between ENSEAL X1 Large Jaw (NSLX120L) and LigaSure Atlas (LS1020) | Study Report | A | Study Document | Released |  | NO | 07/28/2016 13:10:58:441 | Release
PSP005056,A,2,Pathology Report: Comparision of Thermal Tissue Effects between ENSEAL X1 Large Jaw (NSLX120L) and LigaSur | Pathology Report: Comparision of Thermal Tissue Effects between ENSEAL X1 Large Jaw (NSLX120L) and LigaSure Atlas (LS1020) | Study Report | A | Study Document | Released |  | NO | 07/28/2016 13:10:18:243 | Release
PSP004909,B,1,Deviations - Distal Tip Sealing Performance | Deviations - Distal Tip Sealing Performance | Study Data | B | Study Document | Released |  | NO | 07/28/2016 12:04:37:320 | Release
PSP004456,B,2,Nitro Design Verification Acute Pathology Report | Nitro Design Verification Acute Pathology Report | Study Report | B | Study Document | Released |  | NO | 07/27/2016 17:01:06:535 | Release
PRC076576,A,3,Brick Engineering Pilot Build Protocol 1.5 | Brick Engineering Pilot Build Protocol 1.5 | Protocol - Other | A | Protocol | Released |  | NO | 07/26/2016 15:16:41:201 | Release
DOC022152,A,2,Brick Shrouds Redline Document | Brick Shrouds Redline Document | None | A | EPI Generic Document | Rejected |  | NO | 07/25/2016 14:12:58:801 | WIP
PRC075686,B,3,Brick 6 Month Accelerated Aging | Brick 6 Month Accelerated Aging | None | B | Engineering Study | Released |  | NO | 07/25/2016 12:42:25:415 | Release
PRC075686,A,3,Brick 6 Month Accelerated Aging | Brick 6 Month Accelerated Aging | None | A | Engineering Study | Released |  | NO | 07/25/2016 12:42:21:778 | Release
PRC075501,A,2,Project Brick: Heat Shrink study on the effects of Ebeam | Project Brick: Heat Shrink study on the effects of Ebeam | None | A | Engineering Study | Released |  | NO | 07/20/2016 13:28:39:466 | Release
PRC075455,A,4,SV for Medical Cleaning Station E17226 for Brick Line #149 | SV for Medical Cleaning Station E17226 for Brick Line #149 | None | A | Completion Report | Released |  | NO | 07/19/2016 15:48:58:754 | Release
PRC073721,A,6,Brick Packaging Network Drops Installation | Brick Packaging Network Drops Installation | None | A | Completion Report | Released |  | NO | 07/19/2016 12:48:52:279 | Release
PRC075361,A,4,Project Brick Heat Shrink Location Measurement System GRR | Project Brick Heat Shrink Location Measurement System GRR | None | A | Engineering Study | Released |  | NO | 07/18/2016 13:05:17:240 | Release
PRC076068,A,5,Verification Test to validate the Brick Outer Tube Reclamation Reliability Study | Verification Test to validate the Brick Outer Tube Reclamation Reliability Study | None | A | Engineering Study | Released |  | NO | 07/12/2016 11:33:07:023 | Release
PRC075454,A,4,Software Validation for Medical Cleaning Station E17226, ES-1609 | Software Validation for Medical Cleaning Station E17226, ES-1609 | Protocol Software Validation | A | Protocol | Released |  | NO | 07/11/2016 18:49:49:378 | Release
PRC072615,B,2,Project Brick Accelerated Aging 2 and 5 Year | Project Brick Accelerated Aging 2 and 5 Year | Protocol - Other | B | Protocol | Released |  | NO | 07/07/2016 17:24:24:215 | Release
PRC072615,A,3,Project Brick Accelerated Aging 2 and 5 Year | Project Brick Accelerated Aging 2 and 5 Year | Protocol - Other | A | Protocol | Released |  | NO | 07/07/2016 17:24:21:245 | Release
PSP004949,B,1,Protocol: Evaluation of Device Perfomance with with ENSEAL X1 Large Jaw Test Devices | Protocol: Evaluation of Device Perfomance with with ENSEAL X1 Large Jaw Test Devices | Protocol | B | Study Document | Released |  | NO | 07/05/2016 11:18:25:110 | Release
PSP005055,A,2,Intra-Op Data | Intra-Op Data | Study Data | A | Study Document | Released |  | NO | 07/01/2016 12:55:30:937 | Release
PRC075406,A,10,Brick - Engineering Pilot Testing Protocol | Brick - Engineering Pilot Testing Protocol | Protocol Engineering Pilot | A | Protocol | Released |  | NO | 06/29/2016 11:51:20:400 | Release
PRC075989,A,2,MOCCME for Brick Drops Installation | MOCCME for Brick Drops Installation | Protocol MOCCME | A | Protocol | Released |  | NO | 06/24/2016 19:46:56:766 | Release
PRC075942,A,4,Brick 510k Algorithm Changes | Brick 510k Algorithm Changes | Protocol - Other | A | Protocol | Released |  | NO | 06/13/2016 17:05:09:381 | Release
PRC073959,A,8,Brick Device Package System Approval | Brick Device Package System Approval | Protocol Packaging | A | Protocol | Released |  | NO | 06/13/2016 14:02:38:893 | Release
DOC022045,A,2,SuperBRICK2A Enhancement 1 - Algorithm Description | SuperBRICK2A Enhancement 1 - Algorithm Description | None | A | EPI Generic Document | Released |  | NO | 06/13/2016 13:44:54:204 | Release
PSP005021,A,1,Deviations | Deviations | Study Data | A | Study Document | Released |  | NO | 06/11/2016 22:13:09:794 | Release
PSP004995,A,1,Protocol: Evaluation of Vessel Sealing Performance with ENSEAL X1 Large Jaw Test Devices (Algorithm-A) | Protocol: Evaluation of Vessel Sealing Performance with ENSEAL X1 Large Jaw Test Devices (Algorithm-A) | Protocol | A | Study Document | Released |  | NO | 06/01/2016 09:09:19:730 | Release
Brick,PPB BRICK,A,1 | Brick | None | A | Preclinical Project Binder | Working |  | NO | 05/24/2016 21:00:16:781 | NA_mmootoo
PRC075644,A,6,Sample preparation for Tungsten evaluation of Thermec 5350R30F4H2 Bk-1 | Sample preparation for Tungsten evaluation of Thermec 5350R30F4H2 Bk-1 | None | A | Engineering Study | Released |  | NO | 05/24/2016 17:24:52:929 | Release
PRC073588,A,6,Sample preparation for biocompatibility evaluation of Versaflex Deep Blue GLS 469-075 | Sample preparation for biocompatibility evaluation of Versaflex Deep Blue GLS 469-075 | None | A | Engineering Study | Released |  | NO | 05/19/2016 11:47:13:231 | Release
PRC075390,B,4,Brick Engineering Pilot 1 Build Protocol | Brick Engineering Pilot 1 Build Protocol | Protocol Engineering Pilot | B | Protocol | Released |  | NO | 05/18/2016 15:21:12:776 | Release
PRC075390,A,4,Brick Engineering Pilot 1 Build Protocol | Brick Engineering Pilot 1 Build Protocol | Protocol Engineering Pilot | A | Protocol | Released |  | NO | 05/18/2016 15:21:10:082 | Release
DOC021986,A,2,Floyd 2016 ASCRS MR Summary | Floyd 2016 ASCRS MR Summary | None | A | EPI Generic Document | Released |  | NO | 05/12/2016 16:12:22:865 | Release
PRC075282,A,2,Brick- High Pot testing | Brick- High Pot testing | None | A | Engineering Study | Released |  | NO | 05/10/2016 11:42:56:037 | Release
PSP004969,A,1,Intra-op Data | Intra-op Data | Study Data | A | Study Document | Released |  | NO | 05/10/2016 08:19:58:825 | Release
PSP004954,A,2,Final Report: Evaluation of Lymphatic Vessels Sealing Using ENSEAL X1 Large Jaw Device (NSLX120L) | Final Report: Evaluation of Lymphatic Vessels Sealing Using ENSEAL X1 Large Jaw Device (NSLX120L) | Study Report | A | Study Document | Released |  | NO | 05/05/2016 07:28:59:852 | Release
PSP004952,A,1,Intra-op Data Lymphatics | Intra-op Data Lymphatics | Study Data | A | Study Document | Released |  | NO | 05/03/2016 08:27:20:849 | Release
PSP004953,A,1,Deviations | Deviations | Study Data | A | Study Document | Released |  | NO | 05/02/2016 07:41:11:569 | Release
PRC074856,A,6,Installation Qualification of End of line Brick Packaging Equipment | Installation Qualification of End of line Brick Packaging Equipment | Protocol Equipment Install Qual | A | Protocol | Released |  | NO | 04/26/2016 17:23:58:344 | Release
PSP004925,A,3,Evaluation of Tissue Sticking with Brick EB1 instruments as compared to LigaSure Impact | Evaluation of Tissue Sticking with Brick EB1 instruments as compared to LigaSure Impact | Evaluation | A | Study Document | Released |  | NO | 04/15/2016 11:00:10:897 | Release
PSP004932,A,2,Protocol: Evaluation of Lymphatic Vessels Sealing Using ENSEAL X1 Large Jaw Device (NSLX120L) | Protocol: Evaluation of Lymphatic Vessels Sealing Using ENSEAL X1 Large Jaw Device (NSLX120L) | Protocol | A | Study Document | Released |  | NO | 04/15/2016 10:59:51:025 | Release
PSP004926,A,1,Evaluation of Tissue Sticking with Atlas Instruments | Evaluation of Tissue Sticking with Atlas Instruments | Evaluation | A | Study Document | Released |  | NO | 04/11/2016 14:48:17:637 | Release
PSP004927,A,1,Intra-op Data | Intra-op Data | Study Data | A | Study Document | Released |  | NO | 04/11/2016 14:47:52:502 | Release
PSP004928,A,2,Protocol: Comparision of Thermal Tissue Effects between ENSEAL X1 Large Jaw (NSLX120L) and LigaSure Atlas | Protocol: Comparision of Thermal Tissue Effects between ENSEAL X1 Large Jaw (NSLX120L) and LigaSure Atlas (LS1020) | Protocol | A | Study Document | Released |  | NO | 04/11/2016 10:46:20:064 | Release
PRC074646,A,3,Brick DOE | Brick DOE | None | A | Engineering Study | Released |  | NO | 04/06/2016 19:14:00:825 | Release
DOC021352,D,3,Project Brick Product Inquiry Analysis | Project Brick Product Inquiry Analysis | Product Inquiry Data Analysis | D | EPI Generic Document | Released |  | NO | 04/04/2016 12:15:56:520 | Release
DOC021352,A,2,Project Brick Product Inquiry Analysis | Project Brick Product Inquiry Analysis | Product Inquiry Data Analysis | A | EPI Generic Document | Released |  | NO | 04/04/2016 12:15:54:374 | Release
DOC021352,C,3,Project Brick Product Inquiry Analysis | Project Brick Product Inquiry Analysis | Product Inquiry Data Analysis | C | EPI Generic Document | Released |  | NO | 04/04/2016 12:15:53:032 | Release
PSP004893,A,1,Intra-Op Data: Comparision of Distal Tip Sealing performance between ENSEAL X1 Large Jaw (NSLX120L) and Li | Intra-Op Data: Comparision of Distal Tip Sealing performance between ENSEAL X1 Large Jaw (NSLX120L) and LigaSure Impact (LF4318) | Study Data | A | Study Document | Released |  | NO | 03/21/2016 15:47:00:004 | Release
PSP004891,B,2,Protocol: Comparision of Distal Tip Sealing performance between ENSEAL X1 Large Jaw (NSLX120L) and LigaSur | Protocol: Comparision of Distal Tip Sealing performance between ENSEAL X1 Large Jaw (NSLX120L) and LigaSure Impact (LF4318) | Protocol | B | Study Document | Released |  | NO | 03/09/2016 09:13:17:479 | Release
PRC073720,A,2,Brick Packaging Network Drops Installation | Brick Packaging Network Drops Installation | Protocol MOCCME | A | Protocol | Released |  | NO | 03/04/2016 17:36:47:833 | Release
PRC074419,A,2,Brick Jaw Pull Tube Tab & Outer Tube Crimp FEA | Brick Jaw Pull Tube Tab & Outer Tube Crimp FEA | None | A | Engineering Study | Released |  | NO | 02/22/2016 14:43:17:660 | Release
DOC021889,A,3,Brick Knife Behind The Tissue Stop | Brick Knife Behind The Tissue Stop | None | A | EPI Generic Document | Released |  | NO | 02/22/2016 13:24:26:270 | Release
PRC074100,A,4,Brick Biocompatibility Corrosion Investigation | Brick Biocompatibility Corrosion Investigation | None | A | Engineering Study | Released |  | NO | 02/18/2016 17:33:20:898 | Release
PRC074402,A,4,Brick Shaft Sub-Assembly Biocompatibility Testing at 50 Degrees Celsius | Brick Shaft Sub-Assembly Biocompatibility Testing at 50 Degrees Celsius | None | A | Engineering Study | Released |  | NO | 02/18/2016 17:03:20:528 | Release
PRC074436,A,2,Brick Shaft Sub-Assembly Biocompatibility Testing at 37 Degrees Celsius | Brick Shaft Sub-Assembly Biocompatibility Testing at 37 Degrees Celsius | None | A | Engineering Study | Released |  | NO | 02/18/2016 17:00:35:056 | Release
PRC074525,A,1,Brick Tolerance Stack | Brick Tolerance Stack | None | A | Engineering Study | Working |  | NO | 02/18/2016 14:22:43:149 | NA_krupp
PSP004833,A,1,Report of Pathology Findings (Splenic Pedicle) | Report of Pathology Findings (Splenic Pedicle) | Study Report | A | Study Document | Released |  | NO | 02/17/2016 13:56:44:694 | Release
PSP004817,A,1,Intraoperative Data | Intraoperative Data | Study Data | A | Study Document | Released |  | NO | 02/16/2016 14:17:53:575 | Release
PSP004818,A,1,Blood Pressure Challenge Data | Blood Pressure Challenge Data | Study Data | A | Study Document | Released |  | NO | 02/16/2016 14:17:10:465 | Release
PRC074315,A,2,Tissue Sealing Performance Confirmation DOE | Tissue Sealing Performance Confirmation DOE | None | A | Engineering Study | Released |  | NO | 02/11/2016 10:49:13:643 | Release
PRC074262,A,6,Tissue Sealing Performance Screening DOE | Tissue Sealing Performance Screening DOE | None | A | Engineering Study | Released |  | NO | 02/09/2016 13:21:40:703 | Release
PRC073274,A,2,Force to return knife trigger after cycling on tissue | Force to return knife trigger after cycling on tissue | None | A | Engineering Study | Released |  | NO | 02/09/2016 10:01:43:037 | Release
PRC071107,A,3,ENSEAL G3 - Brick Compression Limit Testing | ENSEAL G3 - Brick Compression Limit Testing | None | A | Engineering Study | Released |  | NO | 02/08/2016 16:27:00:624 | Release
DOC021880,A,1,Brick NSLX120L Draft Device Assembly Print | Brick NSLX120L Draft Device Assembly Print | None | A | EPI Generic Document | Released |  | NO | 02/08/2016 16:16:40:168 | Release
PRC073763,A,5,FEA- Knife Firing Abuse | FEA- Knife Firing Abuse | None | A | Engineering Study | Released |  | NO | 02/08/2016 16:16:08:776 | Release
PRC070570,A,5,ENSEAL G3: Brick Termination Impedance | ENSEAL G3: Brick Termination Impedance | None | A | Engineering Study | Released |  | NO | 02/08/2016 15:11:13:713 | Release
PSP004630,B,1,Histology Processing Documents | Histology Processing Documents | Study Data | B | Study Document | Released |  | NO | 02/08/2016 14:19:09:815 | Release
PRC073596,A,4,Brick Packaging Utility drops installation | Brick Packaging Utility drops installation | Protocol MOCCME | A | Protocol | Released |  | NO | 02/03/2016 18:17:29:142 | Release
PRC073505,A,3,Knife Height to Insulator Stack and uncut tissue | Knife Height to Insulator Stack and uncut tissue | None | A | Engineering Study | Released |  | NO | 02/02/2016 15:30:37:932 | Release
PRC073980,A,3,Brick Weld Requirements Rationale | Brick Weld Requirements Rationale | None | A | Engineering Study | Released |  | NO | 02/02/2016 11:51:40:762 | Release
PRC072839,A,4,Brick 8 & 9 mm Burst Pressure Lab | Brick 8 & 9 mm Burst Pressure Lab | None | A | Engineering Study | Released |  | NO | 02/01/2016 16:37:40:943 | Release
PRC072840,A,5,Brick Distal Tip Sealing Benchtop Lab | Brick Distal Tip Sealing Benchtop Lab | None | A | Engineering Study | Released |  | NO | 02/01/2016 16:08:19:965 | Release
PRC072838,A,4,Project Brick Burst Reliability Completion Report | Project Brick Burst Reliability Completion Report | None | A | Completion Report | Released |  | NO | 02/01/2016 15:29:48:905 | Release
PRC072827,A,1,Project Brick 510k Device Build Report | Project Brick 510k Device Build Report | None | A | Completion Report | Released |  | NO | 01/28/2016 16:12:23:367 | Release
PRC069487,A,3,ENSEAL G3 - L12 Screening DOE | ENSEAL G3 - L12 Screening DOE | None | A | Engineering Study | Released |  | NO | 01/28/2016 15:42:20:966 | Release
PSP004569,C,2,Physical Archive Management Form | Physical Archive Management Form | Study Data | C | Study Document | Released |  | NO | 01/25/2016 07:09:15:926 | Release
PRC072024,A,5,Brick EB1 - Mechanical Tests | Brick EB1 - Mechanical Tests | None | A | Engineering Study | Released |  | NO | 01/21/2016 15:53:30:122 | Release
PSP004815,A,2,Physical Archive Management Form | Physical Archive Management Form | Study Data | A | Study Document | Released |  | NO | 01/21/2016 09:15:32:701 | Release
PSP004347,C,1,Brick Service Study Memo - Feb 2015 to Present | Brick Service Study Memo - Feb 2015 to Present | Evaluation | C | Study Document | Released |  | NO | 01/12/2016 10:06:35:817 | Release
PSP004657,A,2,Final Report: Project Brick - ENSEAL X1 Large Jaw (NSLX120L): Design Verification Acute Study in the Goat | Final Report: Project Brick - ENSEAL X1 Large Jaw (NSLX120L): Design Verification Acute Study in the Goat | Study Report | A | Study Document | Released |  | NO | 01/12/2016 10:06:08:452 | Release
PRC073156,A,5,Knife Trigger Abuse Load | Knife Trigger Abuse Load | None | A | Engineering Study | Released |  | NO | 01/11/2016 16:09:52:429 | Release
PRC073504,A,4,Project Brick- Impact Force to Latch, Energy FTF Machine | Project Brick- Impact Force to Latch, Energy FTF Machine | None | A | Engineering Study | Released |  | NO | 01/11/2016 16:04:53:913 | Release
PSP004654,B,1,Protocol: Project Brick - ENSEAL X1 Large Jaw (NSLX120L): Design Verification Acute Study in the Goat | Protocol: Project Brick - ENSEAL X1 Large Jaw (NSLX120L): Design Verification Acute Study in the Goat | Protocol | B | Study Document | Released |  | NO | 01/08/2016 15:20:12:310 | Release
PSP004658,B,1,Protocol: Project Brick ENSEAL X1 Large Jaw (NSLX120L): Design Verification Acute Study in the Pig | Protocol: Project Brick ENSEAL X1 Large Jaw (NSLX120L): Design Verification Acute Study in the Pig | Protocol | B | Study Document | Released |  | NO | 01/08/2016 14:53:36:624 | Release
PSP004784,A,1,Pathology Processing Documents | Pathology Processing Documents | Study Data | A | Study Document | Released |  | NO | 01/08/2016 07:58:03:358 | Release
PSP004684,B,1,Protocol: Project Brick - ENSEAL X1 Large Jaw (NSLX120L): Design Verification Chronic (30 day) Survival St | Protocol: Project Brick - ENSEAL X1 Large Jaw (NSLX120L): Design Verification Chronic (30 day) Survival Study in the Pig | Protocol | B | Study Document | Released |  | NO | 01/08/2016 07:54:51:005 | Release
PRC072997,A,2,Super Brick 2A SOA Testing while Varying rise time and on time for VIP switching | Super Brick 2A SOA Testing while Varying rise time and on time for VIP switching | None | A | Engineering Study | Released |  | NO | 01/04/2016 15:42:37:368 | Release
PRC073493,A,2,Brick EB1 Overmolded Electrode and Jaw Subassembly Bond Strength Testing | Brick EB1 Overmolded Electrode and Jaw Subassembly Bond Strength Testing | None | A | Engineering Study | Released |  | NO | 01/04/2016 15:04:19:725 | Release
PRC071721,A,5,Brick Biocompatibility Build | Brick Biocompatibility Build | None | A | Engineering Study | Released |  | NO | 12/17/2015 15:29:25:385 | Release
PRC072619,A,1,Atlas Testing | Atlas Testing | None | A | Engineering Study | Released |  | NO | 12/17/2015 15:23:08:947 | Release
PRC073813,A,2,Brick MIM Jaw Proof Load Requirement Rationale | Brick MIM Jaw Proof Load Requirement Rationale | None | A | Engineering Study | Released |  | NO | 12/14/2015 16:35:33:111 | Release
PRC072967,A,6,Hand Calcs- Torsion Spring and Parylene Thickness | Hand Calcs- Torsion Spring and Parylene Thickness | None | A | Engineering Study | Released |  | NO | 12/04/2015 14:40:50:488 | Release
PRC073258,A,2,Distal Contact FEA | Distal Contact FEA | None | A | Engineering Study | Released |  | NO | 12/04/2015 14:37:33:560 | Release
PRC072918,A,2,Brick - Heat Shrink Thickness Calculation | Brick - Heat Shrink Thickness Calculation | None | A | Engineering Study | Released |  | NO | 12/04/2015 14:35:42:930 | Release
PRC073308,A,4,Closure Lever Knife Trigger Return Post FEA | Closure Lever Knife Trigger Return Post FEA | None | A | Engineering Study | Released |  | NO | 12/04/2015 14:22:41:511 | Release
PRC073126,A,3,Brick Stability FEA, Shroud Long Term Strains | Brick Stability FEA, Shroud Long Term Strains | None | A | Engineering Study | Released |  | NO | 12/01/2015 15:16:05:251 | Release
PRC072030,A,5,Brick EB1 - Burst Reliability Lab | Brick EB1 - Burst Reliability Lab | None | A | Engineering Study | Released |  | NO | 11/30/2015 15:06:52:295 | Release
PRC071482,A,3,Knife Binding Under Bending Load | Knife Binding Under Bending Load | None | A | Engineering Study | Released |  | NO | 11/24/2015 09:32:34:812 | Release
PRC073583,A,1,Brick - Hand Calculation - Latch Spring | Brick - Hand Calculation - Latch Spring | None | A | Engineering Study | Released |  | NO | 11/23/2015 14:28:27:443 | Release
PRC071617,A,9,Project Brick Engineering Build 1 (EB1) | Project Brick Engineering Build 1 (EB1) | None | A | Engineering Study | Released |  | NO | 11/23/2015 14:00:33:851 | Release
PRC071206,A,3,Brick- Force to Advance Knife with Tissue | Brick- Force to Advance Knife with Tissue | None | A | Engineering Study | Released |  | NO | 11/17/2015 15:40:03:604 | Release
DOC021762,A,1,Brick - Hand Calc - Latch Spring | Brick - Hand Calc - Latch Spring | None | A | EPI Generic Document | Rejected |  | NO | 11/17/2015 14:56:28:234 | WIP
PRC072736,A,2,Brick Tip Force Device Level MSA | Brick Tip Force Device Level MSA | None | A | Engineering Study | Released |  | NO | 11/11/2015 14:50:17:533 | Release
PRC071295,A,3,Device Shaft Fixture MSA | Device Shaft Fixture MSA | None | A | Engineering Study | Released |  | NO | 11/03/2015 11:04:48:003 | Release
PRC072837,A,2,Project Brick Burst Reliability Protocol | Project Brick Burst Reliability Protocol | Protocol - Other | A | Protocol | Released |  | NO | 10/23/2015 11:25:19:371 | Release
PRC071523,A,4,Brick Cobble 2 Low Gap and Low Compression DOE | Brick Cobble 2 Low Gap and Low Compression DOE | None | A | Engineering Study | Released |  | NO | 10/22/2015 14:39:52:403 | Release
DOC021723,A,1,Brick - C&K Switch Datasheet | Brick - C&K Switch Datasheet | None | A | EPI Generic Document | Released |  | NO | 10/05/2015 16:30:03:280 | Release
PRC068551,A,3,Brick Force To Latch MSA | Brick Force To Latch MSA | None | A | Engineering Study | Released |  | NO | 10/01/2015 13:23:05:091 | Release
PRC072826,A,2,Project Brick 510k Device Build Protocol | Project Brick 510k Device Build Protocol | Protocol - Other | A | Protocol | Released |  | NO | 10/01/2015 11:41:31:416 | Release
PRC072513,A,3,Cable Compensation for Project Brick | Cable Compensation for Project Brick | None | A | Engineering Study | Released |  | NO | 09/28/2015 10:24:34:894 | Release
PRC069501,A,4,Force to Fire Blade | Force to Fire Blade | None | A | Engineering Study | Released |  | NO | 09/17/2015 11:34:11:704 | Release
PRC068554,A,3,Force to Advance Knife MSA | Force to Advance Knife MSA | None | A | Engineering Study | Released |  | NO | 09/15/2015 18:02:30:767 | Release
PRC071657,A,3,Brick Jaw Hitch Testing 12lb Tip Force | Brick Jaw Hitch Testing 12lb Tip Force | None | A | Engineering Study | Released |  | NO | 08/17/2015 13:16:34:206 | Release
PRC071860,B,2,Brick Gap on Tissue | Brick Gap on Tissue | None | B | Engineering Study | Released |  | NO | 08/10/2015 12:56:58:060 | Release
PRC071860,A,1,Brick Gap on Tissue | Brick Gap on Tissue | None | A | Engineering Study | Released |  | NO | 08/10/2015 12:56:56:181 | Release
PRC072016,A,7,Brick Force To Rotate - New Rotator Fixture | Brick Force To Rotate - New Rotator Fixture | None | A | Engineering Study | Released |  | NO | 08/10/2015 12:42:14:919 | Release
PRC071985,B,1,Brick EB1 Normal Sticking Force Testing | Brick EB1 Normal Sticking Force Testing | None | B | Engineering Study | Released |  | NO | 08/10/2015 12:15:28:230 | Release
PRC071985,A,1,Brick EB1 Normal Sticking Force Testing | Brick EB1 Normal Sticking Force Testing | None | A | Engineering Study | Released |  | NO | 08/10/2015 12:15:25:427 | Release
PRC071671,A,1,Normal Sticking Force Test Method | Normal Sticking Force Test Method | None | A | Engineering Study | Released |  | NO | 07/21/2015 17:08:39:747 | Release
PRC069364,A,4,Knife Assembly Force Analysis | Knife Assembly Force Analysis | None | A | Engineering Study | Released |  | NO | 07/07/2015 12:33:19:992 | Release
PRC071544,A,5,Enseal Cable Compensation using unique-device measurement. | Enseal Cable Compensation using unique-device measurement. | None | A | Engineering Study | Released |  | NO | 07/02/2015 14:24:59:984 | Release
PRC071108,A,1,Brick Blue- ESD Testing | Brick Blue- ESD Testing | None | A | Engineering Study | Released |  | NO | 06/29/2015 10:25:34:232 | Release
PRC070676,A,5,Sample preparation for biocompatibility evaluation of Thermec 5350R30F4H2 Bk-1 | Sample preparation for biocompatibility evaluation of Thermec 5350R30F4H2 Bk-1 | None | A | Engineering Study | Released |  | NO | 06/25/2015 16:55:19:953 | Release
PSP004494,A,1,Group 4: Subcutaneous Implantation Screening Study in Rabbits of Test Articles at 30, 60, 90 and 120 days | Group 4: Subcutaneous Implantation Screening Study in Rabbits of Test Articles at 30, 60, 90 and 120 days Pathology Report | Study Report | A | Study Document | Released |  | NO | 06/18/2015 09:40:41:907 | Release
PSP004476,A,1,Hemoglobin Data: Roadrunner GST45W Hemostasis Evaluation | Hemoglobin Data: Roadrunner GST45W Hemostasis Evaluation | Study Data | A | Study Document | Released |  | NO | 06/15/2015 08:49:21:852 | Release
BRICK DR I,A,1,Brick DR I | Brick DR I | TDR I | A | Design Review Binder | Released |  | NO | 06/11/2015 14:28:43:359 | Release
PRC064576,A,1,Brick 1A.5 Concept Aided Preference Test Device Build | Brick 1A.5 Concept Aided Preference Test Device Build | None | A | Engineering Study | Released |  | NO | 06/10/2015 11:47:28:682 | Release
PSP004459,A,1,Statistical Analysis Report: Roadrunner Hemostasis and Tissue Sticking | Statistical Analysis Report: Roadrunner Hemostasis and Tissue Sticking | Study Report | A | Study Document | Released |  | NO | 05/26/2015 14:35:22:279 | Release
PSP004443,A,1,Trocar Device Evaluation Comparing Ethicon Xcel and Covidien Versapoint Test Data | Trocar Device Evaluation Comparing Ethicon Xcel and Covidien Versapoint Test Data | Study Data | A | Study Document | Released |  | NO | 05/20/2015 09:38:16:482 | Release
PRC070959,A,3,Preliminary Investigation of Brick External Jaw Temperature | Preliminary Investigation of Brick External Jaw Temperature | None | A | Engineering Study | Released |  | NO | 05/11/2015 10:49:44:761 | Release
PRC069996,A,1,Jaw Temperature Testing | Jaw Temperature Testing | None | A | Engineering Study | Released |  | NO | 05/07/2015 11:40:10:491 | Release
PRC070920,A,3,Brick Nitronic 60 Pin Hitch Testing | Brick Nitronic 60 Pin Hitch Testing | None | A | Engineering Study | Released |  | NO | 05/07/2015 08:27:49:705 | Release
PRC070907,A,1,Brick Tissue Gap Assessment | Brick Tissue Gap Assessment | None | A | Engineering Study | Released |  | NO | 05/07/2015 08:26:12:240 | Release
PRC067247,A,4,Evaluating Marching with eRSVP data | Evaluating Marching with eRSVP data | None | A | Engineering Study | Released |  | NO | 05/07/2015 08:24:50:175 | Release
PRC064955,A,1,Drive Pin Friction Testing | Drive Pin Friction Testing | None | A | Engineering Study | Released |  | NO | 05/07/2015 08:24:02:888 | Release
PRC070882,A,2,Brick Jaw Hitch Lubrication Testing | Brick Jaw Hitch Lubrication Testing | None | A | Engineering Study | Released |  | NO | 05/06/2015 13:23:36:286 | Release
PRC070228,A,1,BRICK Jaw Hitch Pin Material Testing | BRICK Jaw Hitch Pin Material Testing | None | A | Engineering Study | Released |  | NO | 05/06/2015 10:26:18:272 | Release
PRC070444,B,1,Impact Jaw Temperature Study | Impact Jaw Temperature Study | None | B | Engineering Study | Released |  | NO | 05/06/2015 10:24:41:978 | Release
PRC069286,A,2,Insulator Stress Test | Insulator Stress Test | None | A | Engineering Study | Released |  | NO | 04/06/2015 13:38:32:690 | Release
PRC069528,B,1,Project Brick: Market Research for CLR's | Project Brick: Market Research for CLR's | None | B | Engineering Study | Released |  | NO | 03/09/2015 10:48:45:029 | Release
PSP003846,D,1,Brick Service Studies | Brick Service Studies | Service Study | D | Study Document | Released |  | NO | 02/13/2015 15:12:26:041 | Release
PRC068633,A,1,Sticking Fixture GR&R | Sticking Fixture GR&R | None | A | Engineering Study | Released |  | NO | 01/26/2015 12:08:23:212 | Release
PRC066945,A,1,Brick Y2 Benchtop and Preclinical Performance Characterization | Brick Y2 Benchtop and Preclinical Performance Characterization | None | A | Engineering Study | Released |  | NO | 01/23/2015 15:31:46:473 | Release
PRC067632,A,1,Brick_JawLoad Root Cause Blue Device Measurements | Brick_JawLoad Root Cause Blue Device Measurements | None | A | Engineering Study | Working |  | NO | 01/16/2015 09:46:49:113 | WIP
PRC068994,B,1,Brick - Wetlab - Thermal Effects on Tissue Blanching | Brick - Wetlab - Thermal Effects on Tissue Blanching | None | B | Engineering Study | Released |  | NO | 12/23/2014 14:09:05:249 | Release
PRC068994,A,2,Brick - Wetlab - Thermal Effects on Tissue Blanching | Brick - Wetlab - Thermal Effects on Tissue Blanching | None | A | Engineering Study | Released |  | NO | 12/23/2014 14:09:03:612 | Release
PRC068985,A,1,Brick - Benchtop - Thermal Effects on Tissue Blanching | Brick - Benchtop - Thermal Effects on Tissue Blanching | None | A | Engineering Study | Released |  | NO | 12/23/2014 11:03:00:256 | Release
PRC060367,A,3,Brick Prototype 1A force testing with Varying Compression and Opening Springs | Brick Prototype 1A force testing with Varying Compression and Opening Springs | None | A | Engineering Study | Released |  | NO | 12/15/2014 13:37:12:316 | Release
PRC067321,A,2,Brick_Blue & Y2 Design Characterization | Brick_Blue & Y2 Design Characterization | None | A | Engineering Study | Released |  | NO | 12/01/2014 11:39:09:483 | Release
PRC067211,A,2,Brick Y2 Concept Aided Preference Test Build | Brick Y2 Concept Aided Preference Test Build | None | A | Engineering Study | Released |  | NO | 11/13/2014 15:35:54:809 | Release
PRC067052,A,1,Brick_Ligasure vs. Brick Blue Jaw Load | Brick_Ligasure vs. Brick Blue Jaw Load | None | A | Engineering Study | Released |  | NO | 10/30/2014 13:55:28:791 | Release
PRC064321,A,6,Brick 1A.3 Market Research Device Build | Brick 1A.3 Market Research Device Build | None | A | Engineering Study | Released |  | NO | 10/20/2014 14:33:04:082 | Release
PRC068018,A,2,Brick_Y2 & Blue GR&R for Torsion Master & Instron Force to Rotate | Brick_Y2 & Blue GR&R for Torsion Master & Instron Force to Rotate | None | A | Engineering Study | Released |  | NO | 10/16/2014 13:01:20:617 | Release
PRC065326,A,3,Large vessel burst investigation | Large vessel burst investigation | None | A | Engineering Study | Released |  | NO | 06/19/2014 20:52:47:591 | Release
PRC066592,A,2,Brick_Y2 Spring Characterization | Brick_Y2 Spring Characterization | None | A | Engineering Study | Released |  | NO | 06/19/2014 08:47:05:222 | Release
PRC063771,A,5,Brick Symmetric Jaws Wetlab Evaluation | Brick Symmetric Jaws Wetlab Evaluation | None | A | Engineering Study | Released |  | NO | 02/28/2014 14:15:12:258 | Release
PRC063191,A,6,Brick DVIP Algorithm Varying Time Constant and Relation to Sticking | Brick DVIP Algorithm Varying Time Constant and Relation to Sticking | None | A | Engineering Study | Released |  | NO | 02/28/2014 14:10:26:869 | Release
PRC063782,A,5,Project Brick - Comparative Study of Force to Clamp and Force to Open | Project Brick - Comparative Study of Force to Clamp and Force to Open | None | A | Engineering Study | Released |  | NO | 02/14/2014 10:16:03:435 | Release
PRC064394,A,6,Brick Reduced Tip Compression Evaluation- Base Mesentery | Brick Reduced Tip Compression Evaluation- Base Mesentery | None | A | Engineering Study | Released |  | NO | 02/11/2014 09:10:28:893 | Release
PRC063638,A,5,Brick Symmetric Jaw Evaluation vs. Impact | Brick Symmetric Jaw Evaluation vs. Impact | None | A | Engineering Study | Released |  | NO | 02/07/2014 14:07:31:248 | Release
PRC064483,A,2,BRICK_Device Testing for Europe Trip to Evaluate Force to Fire | BRICK_Device Testing for Europe Trip to Evaluate Force to Fire | None | A | Engineering Study | Released |  | NO | 02/03/2014 09:32:54:339 | Release
PRC064340,A,1,Benchtop Sticking Testing with Build A Jaw-Teflon Pan Electrodes and Anti-Stick Coated Electrodes | Benchtop Sticking Testing with Build A Jaw-Teflon Pan Electrodes and Anti-Stick Coated Electrodes | None | A | Engineering Study | Released |  | NO | 01/31/2014 10:13:00:734 | Release
PRC063569,A,4,Brick Knife Sharpness Test | Brick Knife Sharpness Test | None | A | Engineering Study | Released |  | NO | 01/22/2014 08:38:09:324 | Release
PRC064106,A,2,Spring Characterization Study | Spring Characterization Study | None | A | Engineering Study | Released |  | NO | 12/13/2013 13:01:31:401 | Release
PRC060254,A,5,Brick Prototype Spring Characterization | Brick Prototype Spring Characterization | None | A | Engineering Study | Released |  | NO | 09/10/2013 13:04:54:756 | Release
PRC062279,A,2,Project Brick - Comparative Study of Force to Clamp and Force to Open | Project Brick - Comparative Study of Force to Clamp and Force to Open | None | A | Engineering Study | Released |  | NO | 07/23/2013 14:23:22:827 | Release
PRC062332,A,2,Project Brick - Comparative Study of Force to Cut | Project Brick - Comparative Study of Force to Cut | None | A | Engineering Study | Released |  | NO | 07/23/2013 14:22:33:145 | Release
PRC061365,A,2,Project Brick - Jaw Aperture Sensor C&K Switch Characterization | Project Brick - Jaw Aperture Sensor C&K Switch Characterization | None | A | Engineering Study | Released |  | NO | 05/23/2013 08:44:07:587 | Release
PRC060837,A,3,LigaSure Impact - Porcine Tissue Model Learning | LigaSure Impact - Porcine Tissue Model Learning | None | A | Engineering Study | Released |  | NO | 05/09/2013 10:47:17:021 | Release